## Sheet1
Product Name | Model Number | Brand | Product Type | Short Description | Currency | Price | Stock Status | Datasheet link | Image link | HSN Code | GST Rate
Acti9 xC60 MCB 1P 1A C-curve 10kA | A9N1P01CIN | Schneider | Miniature Circuit Breaker (MCB) | 1 Pole, 1A, C-Curve, 10kA at 240VAC, IS/IEC 60947-2, overload & short-circuit protection, DIN rail/busbar mount, IP20, -30 °C to +70 °C. |  | 100 | In Stock | https://drive.google.com/file/d/1Jin-POztJPLuqXpzYfPHMrkMXvuXthSy/view?usp=sharing | https://download.schneider-electric.com/files?p_Doc_Ref=PB110811&p_File_Type=rendition_369_jpg&default_image=DefaultProductImage.png | 8536 | 18%
Acti9 xC60 MCB 1P 2A C-curve 10kA | A9N1P02CIN | Schneider | Miniature Circuit Breaker (MCB) | 1 Pole, 2A, C-Curve, 10kA at 240 VAC, IS/IEC 60947-2, overload & short-cicruit protection, DIN rail/busbar mount, IP20, -30 °C to +70 °C. |  | 100 | In Stock | https://drive.google.com/file/d/1Q2lvjn5-lJAySpl3gXS5EuFsAGp_xWyw/view?usp=drive_link | https://download.schneider-electric.com/files?p_Doc_Ref=PB110811&p_File_Type=rendition_369_jpg&default_image=DefaultProductImage.png | 8536 | 18%
Acti9 xC60 MCB 1P, 2A, D-Curve 10kA | A9N1P02DIN | Schneider | Miniature Circuit Breaker (MCB) | 1Pole 2A D-Curve, 10 kA at 240 VAC, IS/IEC 60947-2, overload & short-circuit protection, DIN rail/busbar mount, IP20, -30 °C to +70 °C. |  | 100 | In Stock | https://drive.google.com/file/d/15II6qsK6pEmewX3n-Z-zu3-TcHX10jFH/view?usp=drive_link | https://download.schneider-electric.com/files?p_Doc_Ref=PB110811&p_File_Type=rendition_369_jpg&default_image=DefaultProductImage.png | 8536 | 18%
Acti9 xC60 MCB 1P, 3A, C-Curve 10kA | A9N1P03CIN | Schneider | Miniature Circuit Breaker (MCB) | 1Pole 3A C-Curve, 10 kA at 240 VAC, IS/IEC 60947-2, overload & short-circuit protection, DIN rail/busbar mount, IP20, -30 °C to +70 °C. |  | 100 | In Stock | https://drive.google.com/file/d/16BAkrDCu8t7ZAhri7o9dcNg9JauVhkLL/view?usp=drive_link | https://download.schneider-electric.com/files?p_Doc_Ref=PB110811&p_File_Type=rendition_369_jpg&default_image=DefaultProductImage.png | 8536 | 18%
Acti9 xC60 MCB 1P, 3A, D-curve, 10kA | A9N1P03DIN | Schneider | Miniature Circuit Breaker (MCB) | 1Pole 3A D-Curve, 10 kA at 240 VAC, IS/IEC 60947-2, overload & short-circuit protection, DIN rail/busbar mount, IP20, -30 °C to +70 °C. |  |  | In Stock | https://drive.google.com/file/d/1OEqvyJTC1MJpH6nqZT_8oorhbsKg3JDG/view?usp=drive_link | https://download.schneider-electric.com/files?p_Doc_Ref=PB110811&p_File_Type=rendition_369_jpg&default_image=DefaultProductImage.png | 8536 | 18%
Acti9 xC60 MCB 1P, 4A, C-curve, 10kA | A9N1P04CIN | Schneider | Miniature Circuit Breaker (MCB) | 1Pole 4A C-Curve, 10 kA at 240 VAC, IS/IEC 60947-2, overload & short-circuit protection, DIN rail/busbar mount, IP20, -30 °C to +70 °C. |  |  | In Stock | https://drive.google.com/file/d/1eyCEjiAaCyEBJUWO6tdDSYFv1FCy-3Bp/view?usp=drive_link | https://download.schneider-electric.com/files?p_Doc_Ref=PB110811&p_File_Type=rendition_369_jpg&default_image=DefaultProductImage.png | 8536 | 18%
Acti9 xC60 MCB 1P, 4A, D-curve, 10kA | A9N1P04DIN | Schneider | Miniature Circuit Breaker (MCB) | 1Pole 4A D-Curve, 10 kA at 240 VAC, IS/IEC 60947-2, overload & short-circuit protection, DIN rail/busbar mount, IP20, -30 °C to +70 °C. |  |  | In Stock | https://drive.google.com/file/d/1_b3GGXn_ex32uZVNeOctP_nCgaxfaLGN/view?usp=drive_link | https://download.schneider-electric.com/files?p_Doc_Ref=PB110811&p_File_Type=rendition_369_jpg&default_image=DefaultProductImage.png | 8536 | 18%
Acti9 xC60 MCB 1P, 6A, B-curve, 10kA | A9N1P06BIN | Schneider | Miniature Circuit Breaker (MCB) | 1Pole 6A B-Curve, 10 kA at 240 VAC, IS/IEC 60947-2, overload & short-circuit protection, DIN-rail/busbar mount, IP20, -30 °C to +70 °C. |  |  | In Stock | https://drive.google.com/file/d/1VaioZu2pcA18_S6WknX0QI9VR79h9mf8/view?usp=drive_link | https://download.schneider-electric.com/files?p_Doc_Ref=PB110811&p_File_Type=rendition_369_jpg&default_image=DefaultProductImage.png | 8536 | 18%
Acti9 xC60 MCB1P, 6A, C-curve, 10kA | A9N1P06CIN | Schneider | Miniature Circuit Breaker (MCB) | 1Pole 6A C-Curve, 10 kA at 240 VAC, IS/IEC 60947-2, overload & short-circuit protection, DIN-rail/busbar mount, IP20, -30 °C to +70 °C. |  |  | In Stock | https://drive.google.com/file/d/1576-ZOeTzaDKAZEyNGtmlRuLw_ns_4zL/view?usp=drive_link | https://download.schneider-electric.com/files?p_Doc_Ref=PB110811&p_File_Type=rendition_369_jpg&default_image=DefaultProductImage.png | 8536 | 18%
Acti9 xC60 MCB 1P, 6A, D-curve, 10kA | A9N1P06DIN | Schneider | Miniature Circuit Breaker (MCB) | 1Pole 6A D-Curve, 10 kA at 240 VAC, IS/IEC 60947-2, overload & short-circuit protection, DIN-rail/busbar mount, IP20, -30 °C to +70 °C. |  |  | In Stock | https://drive.google.com/file/d/1YIohC9kSXO9Ft-huXH9rxnzMPNou0LXq/view?usp=drive_link | https://download.schneider-electric.com/files?p_Doc_Ref=PB110811&p_File_Type=rendition_369_jpg&default_image=DefaultProductImage.png | 8536 | 18%
Acti9 xC60 MCB 1P, 10A, B-curve, 10kA | A9N1P10BIN | Schneider | Miniature Circuit Breaker (MCB) | 1Pole 10A B-Curve, 10 kA at 240 VAC, IS/IEC 60947-2, overload & short-circuit protection, DIN-rail/busbar mount, IP20, -30 °C to +70 °C. |  |  | In Stock | https://drive.google.com/file/d/1lbHeAA7igybmH5p8VgKntkPq59jqcp44/view?usp=drive_link | https://download.schneider-electric.com/files?p_Doc_Ref=PB110811&p_File_Type=rendition_369_jpg&default_image=DefaultProductImage.png | 8536 | 18%
Acti9 xC60 MCB 1P, 10A, C-curve, 10kA | A9N1P10CIN | Schneider | Miniature Circuit Breaker (MCB) | 1Pole 10A C-Curve, 10 kA at 240 VAC, IS/IEC 60947-2, overload & short-circuit protection, DIN-rail/busbar mount, IP20, -30 °C to +70 °C. |  |  | In Stock | https://drive.google.com/file/d/1Ydv3ZH9wnxZvDFhkdmc378bFpcfaIMyn/view?usp=drive_link | https://download.schneider-electric.com/files?p_Doc_Ref=PB110811&p_File_Type=rendition_369_jpg&default_image=DefaultProductImage.png | 8536 | 18%
Acti9 xC60 MCB 1P, 10A, D-curve, 10kA | A9N1P10DIN | Schneider | Miniature Circuit Breaker (MCB) | 1Pole 10A D-Curve, 10 kA at 240 VAC, IS/IEC 60947-2, overload & short-circuit protection, DIN-rail/busbar mount, IP20, -30 °C to +70 °C. |  |  | In Stock | https://drive.google.com/file/d/1bAzaF29onevwJYzeCBJlADe36u0JlFD0/view?usp=drive_link | https://download.schneider-electric.com/files?p_Doc_Ref=PB110811&p_File_Type=rendition_369_jpg&default_image=DefaultProductImage.png | 8536 | 18%
Acti9 xC60 MCB 1P, 16A, B-curve, 10kA | A9N1P16BIN | Schneider | Miniature Circuit Breaker (MCB) | 1Pole 16A B-Curve, 10 kA at 240 VAC, IS/IEC 60947-2, overload & short-circuit protection, DIN-rail/busbar mount, IP20, -30 °C to +70 °C. |  |  | In Stock | https://drive.google.com/file/d/1wK-OlzZXthyMZEd5_2ZhqiU6BfYgahc5/view?usp=drive_link | https://download.schneider-electric.com/files?p_Doc_Ref=PB110811&p_File_Type=rendition_369_jpg&default_image=DefaultProductImage.png | 8536 | 18%
Acti9 xC60 MCB 1P, 16A, C-curve, 10kA | A9N1P16CIN | Schneider | Miniature Circuit Breaker (MCB) | 1Pole 16A C-Curve, 10 kA at 240 VAC, IS/IEC 60947-2, overload & short-circuit protection, DIN-rail/busbar mount, IP20, -30 °C to +70 °C. |  |  | In Stock | https://drive.google.com/file/d/1cK13sHAg3hxAGVuwUZOJsIMJWeVAH_O4/view?usp=drive_link | https://download.schneider-electric.com/files?p_Doc_Ref=PB110811&p_File_Type=rendition_369_jpg&default_image=DefaultProductImage.png | 8536 | 18%
Acti9 xC60 MCB 1P, 16A, D-curve, 10kA | A9N1P16DIN | Schneider | Miniature Circuit Breaker (MCB) | 1Pole 16A D-Curve, 10 kA at 240 VAC, IS/IEC 60947-2, overload & short-circuit protection, DIN-rail/busbar mount, IP20, -30 °C to +70 °C. |  |  | In Stock | https://drive.google.com/file/d/1mftZs-aEZiJ4pctzQL_c0WAzKSuLvem2/view?usp=drive_link | https://download.schneider-electric.com/files?p_Doc_Ref=PB110811&p_File_Type=rendition_369_jpg&default_image=DefaultProductImage.png | 8536 | 18%
Acti9 xC60 MCB 1P, 20A, B-curve, 10kA | A9N1P20BIN | Schneider | Miniature Circuit Breaker (MCB) | 1Pole 20A B-Curve, 10 kA at 240 VAC, IS/IEC 60947-2, overload & short-circuit protection, DIN-rail/busbar mount, IP20, -30 °C to +70 °C. |  |  | In Stock | https://drive.google.com/file/d/1-P22AeJUCRU8a3_crqFf7lv-HJOez2RB/view?usp=drive_link | https://download.schneider-electric.com/files?p_Doc_Ref=PB110811&p_File_Type=rendition_369_jpg&default_image=DefaultProductImage.png | 8536 | 18%
Acti9 xC60 MCB 1P, 20A, C-curve, 10kA | A9N1P20CIN | Schneider | Miniature Circuit Breaker (MCB) | 1Pole 20A C-Curve, 10 kA at 240 VAC, IS/IEC 60947-2, overload & short-circuit protection, DIN-rail/busbar mount, IP20, -30 °C to +70 °C. |  |  | In Stock | https://drive.google.com/file/d/1ZClQxbjisL5wr8gj50hPQzmGDl6XkzTH/view?usp=drive_link | https://download.schneider-electric.com/files?p_Doc_Ref=PB110811&p_File_Type=rendition_369_jpg&default_image=DefaultProductImage.png | 8536 | 18%
Acti9 xC60 MCB 1P, 20A, D-curve, 10kA | A9N1P20DIN | Schneider | Miniature Circuit Breaker (MCB) | 1Pole 20A D-Curve, 10 kA at 240 VAC, IS/IEC 60947-2, overload & short-circuit protection, DIN-rail/busbar mount, IP20, -30 °C to +70 °C. |  |  | In Stock | https://drive.google.com/file/d/1MOwg_pEX-MxhyCkZsHsTCNcxuJPDW895/view?usp=drive_link | https://download.schneider-electric.com/files?p_Doc_Ref=PB110811&p_File_Type=rendition_369_jpg&default_image=DefaultProductImage.png | 8536 | 18%
Acti9 xC60 MCB 1P, 25A, B-curve, 10kA | A9N1P25BIN | Schneider | Miniature Circuit Breaker (MCB) | 1Pole 25A B-Curve, 10 kA at 240 VAC, IS/IEC 60947-2, overload & short-circuit protection, DIN-rail/busbar mount, IP20, -30 °C to +70 °C. |  |  | In Stock | https://drive.google.com/file/d/1sPWheekxfmcPoOJzXMvhWcslnKtHJjzN/view?usp=drive_link | https://download.schneider-electric.com/files?p_Doc_Ref=PB110811&p_File_Type=rendition_369_jpg&default_image=DefaultProductImage.png | 8536 | 18%
Acti9 xC60 MCB 1P, 25A, C-curve, 10kA | A9N1P25CIN | Schneider | Miniature Circuit Breaker (MCB) | 1Pole 25A C-Curve, 10 kA at 240 VAC, IS/IEC 60947-2, overload & short-circuit protection, DIN-rail/busbar mount, IP20, -30 °C to +70 °C. |  |  | In Stock | https://drive.google.com/file/d/1lKyvnjeyHfZy_pghYl3NhIn9ZyIFjNeD/view?usp=drive_link | https://download.schneider-electric.com/files?p_Doc_Ref=PB110811&p_File_Type=rendition_369_jpg&default_image=DefaultProductImage.png | 8536 | 18%
Acti9 xC60 MCB 1P, 25A, D-curve, 10kA | A9N1P25DIN | Schneider | Miniature Circuit Breaker (MCB) | 1Pole 25A D-Curve, 10 kA at 240 VAC, IS/IEC 60947-2, overload & short-circuit protection, DIN-rail/busbar mount, IP20, -30 °C to +70 °C. |  |  | In Stock | https://drive.google.com/file/d/1iAlULuNJhNT8hLDTeZ7mscsdWCNUNVrp/view?usp=drive_link | https://download.schneider-electric.com/files?p_Doc_Ref=PB110811&p_File_Type=rendition_369_jpg&default_image=DefaultProductImage.png | 8536 | 18%
Acti9 xC60 MCB 1P, 32A, B-curve, 10kA | A9N1P32BIN | Schneider | Miniature Circuit Breaker (MCB) | 1Pole 32A B-Curve, 10 kA at 240 VAC, IS/IEC 60947-2, overload & short-circuit protection, DIN-rail/busbar mount, IP20, -30 °C to +70 °C. |  |  | In Stock | https://drive.google.com/file/d/1i7G3sC4DuBgpn2Ryy5yPz_hNkBbGgukQ/view?usp=drive_link | https://download.schneider-electric.com/files?p_Doc_Ref=PB110811&p_File_Type=rendition_369_jpg&default_image=DefaultProductImage.png | 8536 | 18%
Acti9 xC60 MCB 1P, 32A, C-curve, 10kA | A9N1P32CIN | Schneider | Miniature Circuit Breaker (MCB) | 1Pole 32A C-Curve, 10 kA at 240 VAC, IS/IEC 60947-2, overload & short-circuit protection, DIN-rail/busbar mount, IP20, -30 °C to +70 °C. |  |  | In Stock | https://drive.google.com/file/d/1-0DHuPKFi92LTghUrTWEDM0zoqCt5PAf/view?usp=drive_link | https://download.schneider-electric.com/files?p_Doc_Ref=PB110811&p_File_Type=rendition_369_jpg&default_image=DefaultProductImage.png | 8536 | 18%
Acti9 xC60 MCB 1P, 32A, D-curve, 10kA | A9N1P32DIN | Schneider | Miniature Circuit Breaker (MCB) | 1Pole 32A D-Curve, 10 kA at 240 VAC, IS/IEC 60947-2, overload & short-circuit protection, DIN-rail/busbar mount, IP20, -30 °C to +70 °C. |  |  | In Stock | https://drive.google.com/file/d/1l_-5RdYGL5ZEejC5-6HWiHnO3KNCdt1h/view?usp=drive_link | https://download.schneider-electric.com/files?p_Doc_Ref=PB110811&p_File_Type=rendition_369_jpg&default_image=DefaultProductImage.png | 8536 | 18%
Acti9 xC60 MCB 1P, 40A, B-curve, 10kA | A9N1P40BIN | Schneider | Miniature Circuit Breaker (MCB) | 1Pole 40A B-Curve, 10 kA at 240 VAC, IS/IEC 60947-2, overload & short-circuit protection, DIN-rail/busbar mount, IP20, -30 °C to +70 °C. |  |  | In Stock | https://drive.google.com/file/d/1uCLMaRoQQyg8f_Xr5z2HLLJzNcITUeOC/view?usp=drive_link | https://download.schneider-electric.com/files?p_Doc_Ref=PB110811&p_File_Type=rendition_369_jpg&default_image=DefaultProductImage.png | 8536 | 18%
Acti9 xC60 MCB 1P, 40A, C-curve, 10kA | A9N1P40CIN | Schneider | Miniature Circuit Breaker (MCB) | 1Pole 40A C-Curve, 10 kA at 240 VAC, IS/IEC 60947-2, overload & short-circuit protection, DIN-rail/busbar mount, IP20, -30 °C to +70 °C. |  |  | In Stock | https://drive.google.com/file/d/11zKeUxxU85QDMEDto1HnXGY4hj090a48/view?usp=drive_link | https://download.schneider-electric.com/files?p_Doc_Ref=PB110811&p_File_Type=rendition_369_jpg&default_image=DefaultProductImage.png | 8536 | 18%
Acti9 xC60 MCB 1P, 40A, D-curve, 10kA | A9N1P40DIN | Schneider | Miniature Circuit Breaker (MCB) | 1Pole 40A D-Curve, 10 kA at 240 VAC, IS/IEC 60947-2, overload & short-circuit protection, DIN-rail/busbar mount, IP20, -30 °C to +70 °C. |  |  | In Stock | https://drive.google.com/file/d/1mc6rbj3phvajHeOMhtxChMzAHVW1YtHd/view?usp=drive_link | https://download.schneider-electric.com/files?p_Doc_Ref=PB110811&p_File_Type=rendition_369_jpg&default_image=DefaultProductImage.png | 8536 | 18%
Acti9 xC60 MCB 1P, 50A, C-curve, 10kA | A9N1P50CIN | Schneider | Miniature Circuit Breaker (MCB) | 1Pole 50A C-Curve, 10 kA at 240 VAC, IS/IEC 60947-2, overload & short-circuit protection, DIN-rail/busbar mount, IP20, -30 °C to +70 °C. |  |  | In Stock | https://drive.google.com/file/d/1-TN234y5rYB-b9UuqvIlLokma81MA1tb/view?usp=drive_link | https://download.schneider-electric.com/files?p_Doc_Ref=PB110811&p_File_Type=rendition_369_jpg&default_image=DefaultProductImage.png | 8536 | 18%
Acti9 xC60 MCB 1P, 63A, B-curve, 10kA | A9N1P63BIN | Schneider | Miniature Circuit Breaker (MCB) | 1Pole 63A B-Curve, 10 kA at 240 VAC, IS/IEC 60947-2, overload & short-circuit protection, DIN-rail/busbar mount, IP20, -30 °C to +70 °C. |  |  | In Stock | https://drive.google.com/file/d/1jppEHVb1wGoBz1Ywszebx0isDZpTKeBB/view?usp=drive_link | https://download.schneider-electric.com/files?p_Doc_Ref=PB110811&p_File_Type=rendition_369_jpg&default_image=DefaultProductImage.png | 8536 | 18%
Acti9 xC60 MCB 1P, 63A, C-curve, 10kA | A9N1P63CIN | Schneider | Miniature Circuit Breaker (MCB) | 1Pole 63A C-Curve, 10 kA at 240 VAC, IS/IEC 60947-2, overload & short-circuit protection, DIN-rail/busbar mount, IP20, -30 °C to +70 °C. |  |  | In Stock | https://drive.google.com/file/d/1_u1U3w2dmUDIR4WSUtNRc22uGtFIWEKK/view?usp=drive_link | https://download.schneider-electric.com/files?p_Doc_Ref=PB110811&p_File_Type=rendition_369_jpg&default_image=DefaultProductImage.png | 8536 | 18%
Acti9 xC60 MCB 1P, 63A, D-curve, 10kA | A9N1P63DIN | Schneider | Miniature Circuit Breaker (MCB) | 1Pole 63A D-Curve, 10 kA at 240 VAC, IS/IEC 60947-2, overload & short-circuit protection, DIN-rail/busbar mount, IP20, -30 °C to +70 °C. |  |  | In Stock | https://drive.google.com/file/d/1_x_-ao2tpk0Eq6ogDGVh2mcKDsvhEJhl/view?usp=drive_link | https://download.schneider-electric.com/files?p_Doc_Ref=PB110811&p_File_Type=rendition_369_jpg&default_image=DefaultProductImage.png | 8536 | 18%
Acti9 xC60 MCB 2P, 1A, C-curve, 10kA | A9N2P01CIN | Schneider | Miniature Circuit Breaker (MCB) | 2 Pole 1A C-Curve, 10 kA at 415 VAC, IS/IEC 60947-2, overload & short-circuit protection, DIN-rail mount, IP20, -30 °C to +70 °C. |  |  | In Stock | https://drive.google.com/file/d/1n_4s5E2j92mKuIhWzYNjJrSUPMlxNKOZ/view?usp=drive_link | https://download.schneider-electric.com/files?p_Doc_Ref=PB110812&p_File_Type=rendition_369_jpg&default_image=DefaultProductImage.png | 8536 | 18%
Acti9 xC60 MCB 2P, 2A, C-curve, 10kA | A9N2P02CIN | Schneider | Miniature Circuit Breaker (MCB) | 2 Pole 2A C-Curve, 10 kA at 415 VAC, IS/IEC 60947-2, overload & short-circuit protection, DIN-rail mount, IP20, -30 °C to +70 °C. |  |  | In Stock | https://drive.google.com/file/d/15WqDZKKhmpbd6HfwXKT-NiK0lfhVMhEP/view?usp=drive_link | https://download.schneider-electric.com/files?p_Doc_Ref=PB110812&p_File_Type=rendition_369_jpg&default_image=DefaultProductImage.png | 8536 | 18%
Acti9 xC60 MCB 2P, 2A, D-curve, 10kA | A9N2P02DIN | Schneider | Miniature Circuit Breaker (MCB) | 2 Pole 2A D-Curve, 10 kA at 415 VAC, IS/IEC 60947-2, overload & short-circuit protection, DIN-rail mount, IP20, -30 °C to +70 °C. |  |  | In Stock | https://drive.google.com/file/d/1LN7cHISJ8Xok8k-C2N5A21gVP-_x3PDy/view?usp=drive_link | https://download.schneider-electric.com/files?p_Doc_Ref=PB110812&p_File_Type=rendition_369_jpg&default_image=DefaultProductImage.png | 8536 | 18%
Acti9 xC60 MCB 2P, 3A, C-curve, 10kA | A9N2P03CIN | Schneider | Miniature Circuit Breaker (MCB) | 2 Pole 3A C-Curve, 10 kA at 415 VAC, IS/IEC 60947-2, overload & short-circuit protection, DIN-rail mount, IP20, -30 °C to +70 °C. |  |  | In Stock | https://drive.google.com/file/d/1o-5uD3cMCW8Zb8BNtR4CgxY9137M3Pez/view?usp=drive_link | https://download.schneider-electric.com/files?p_Doc_Ref=PB110812&p_File_Type=rendition_369_jpg&default_image=DefaultProductImage.png | 8536 | 18%
Acti9x C60 MCB 2P, 4A, C-curve, 10kA | A9N2P04CIN | Schneider | Miniature Circuit Breaker (MCB) | 2 Pole 4A C-Curve, 10 kA at 415 VAC, IS/IEC 60947-2, overload & short-circuit protection, DIN-rail mount, IP20, -30 °C to +70 °C. |  |  | In Stock | https://drive.google.com/file/d/1kZiQM6n9VtABffxix_qGAvI4ol5r5I-z/view?usp=drive_link | https://download.schneider-electric.com/files?p_Doc_Ref=PB110812&p_File_Type=rendition_369_jpg&default_image=DefaultProductImage.png | 8536 | 18%
Acti9x C60 MCB 2P, 4A, D-curve, 10kA | A9N2P04DIN | Schneider | Miniature Circuit Breaker (MCB) | 2 Pole 4A D-Curve, 10 kA at 415 VAC, IS/IEC 60947-2, overload & short-circuit protection, DIN-rail mount, IP20, -30 °C to +70 °C. |  |  | In Stock | https://drive.google.com/file/d/1xwaKFK51MrVXLBHIwoYXgEVytJ0uArOl/view?usp=drive_link | https://download.schneider-electric.com/files?p_Doc_Ref=PB110812&p_File_Type=rendition_369_jpg&default_image=DefaultProductImage.png | 8536 | 18%
Acti9 xC60 MCB 2P, 6A, B-curve, 10kA | A9N2P06BIN | Schneider | Miniature Circuit Breaker (MCB) | 2 Pole 6A B-Curve, 10 kA at 415 VAC, IS/IEC 60947-2, overload & short-circuit protection, DIN-rail mount, IP20, -30 °C to +70 °C. |  |  | In Stock | https://drive.google.com/file/d/1hqL2JQhcJMXLDPS4xp7CJLfYRraT11p7/view?usp=drive_link | https://download.schneider-electric.com/files?p_Doc_Ref=PB110812&p_File_Type=rendition_369_jpg&default_image=DefaultProductImage.png | 8536 | 18%
Acti9 xC60 MCB 2P, 6A, C-curve, 10kA | A9N2P06CIN | Schneider | Miniature Circuit Breaker (MCB) | 2 Pole 6A C-Curve, 10 kA at 415 VAC, IS/IEC 60947-2, overload & short-circuit protection, DIN-rail mount, IP20, -30 °C to +70 °C. |  |  | In Stock | https://drive.google.com/file/d/1cnn5r3VsPQE5vnJqcJw8GEUwcwTVjGPE/view?usp=drive_link | https://download.schneider-electric.com/files?p_Doc_Ref=PB110812&p_File_Type=rendition_369_jpg&default_image=DefaultProductImage.png | 8536 | 18%
Acti9 xC60 MCB 2P, 6A, D-curve, 10kA | A9N2P06DIN | Schneider | Miniature Circuit Breaker (MCB) | 2 Pole 6A D-Curve, 10 kA at 415 VAC, IS/IEC 60947-2, overload & short-circuit protection, DIN-rail mount, IP20, -30 °C to +70 °C. |  |  | In Stock | https://drive.google.com/file/d/1cLKZDyVEP1QzjD5zdfqSCEiETeRwVxNz/view?usp=drive_link | https://download.schneider-electric.com/files?p_Doc_Ref=PB110812&p_File_Type=rendition_369_jpg&default_image=DefaultProductImage.png | 8536 | 18%
Acti9 xC60 MCB 2P, 10A, B-curve, 10kA | A9N2P10BIN | Schneider | Miniature Circuit Breaker (MCB) | 2 Pole 10A B-Curve, 10 kA at 415 VAC, IS/IEC 60947-2, overload & short-circuit protection, DIN-rail mount, IP20, -30 °C to +70 °C. |  |  | In Stock | https://drive.google.com/file/d/1kqtdxcfOWLzDcs5641M3A49pa2GYgopF/view?usp=drive_link | https://download.schneider-electric.com/files?p_Doc_Ref=PB110812&p_File_Type=rendition_369_jpg&default_image=DefaultProductImage.png | 8536 | 18%
Acti9 xC60 MCB 2P,10A, C-curve, 10kA | A9N2P10CIN | Schneider | Miniature Circuit Breaker (MCB) | 2 Pole 10A C-Curve, 10 kA at 415 VAC, IS/IEC 60947-2, overload & short-circuit protection, DIN-rail mount, IP20, -30 °C to +70 °C. |  |  | In Stock | https://drive.google.com/file/d/1uYvWCdGLTV8beyUmSSYx70n3TOqU3H7A/view?usp=drive_link | https://download.schneider-electric.com/files?p_Doc_Ref=PB110812&p_File_Type=rendition_369_jpg&default_image=DefaultProductImage.png | 8536 | 18%
Acti9 xC60 MCB 2P, 10A, D-curve, 10kA | A9N2P10DIN | Schneider | Miniature Circuit Breaker (MCB) | 2 Pole 10A D-Curve, 10 kA at 415 VAC, IS/IEC 60947-2, overload & short-circuit protection, DIN-rail mount, IP20, -30 °C to +70 °C. |  |  | In Stock | https://drive.google.com/file/d/1hDJqfk78c93_YQShYejcP7o3FClIgGCy/view?usp=drive_link | https://download.schneider-electric.com/files?p_Doc_Ref=PB110812&p_File_Type=rendition_369_jpg&default_image=DefaultProductImage.png | 8536 | 18%
Acti9 xC60 MCB 2P, 16A, B-curve, 10kA | A9N2P16BIN | Schneider | Miniature Circuit Breaker (MCB) | 2 Pole 16A B-Curve, 10 kA at 415 VAC, IS/IEC 60947-2, overload & short-circuit protection, DIN-rail mount, IP20, -30 °C to +70 °C. |  |  | In Stock | https://drive.google.com/file/d/1dLeMSpT0DH2cyHaZ210FJ5WalnNJgl4L/view?usp=drive_link | https://download.schneider-electric.com/files?p_Doc_Ref=PB110812&p_File_Type=rendition_369_jpg&default_image=DefaultProductImage.png | 8536 | 18%
Acti9 xC60 MCB 2P, 16A, C-curve, 10kA | A9N2P16CIN | Schneider | Miniature Circuit Breaker (MCB) | 2 Pole 16A C-Curve, 10 kA at 415 VAC, IS/IEC 60947-2, overload & short-circuit protection, DIN-rail mount, IP20, -30 °C to +70 °C. |  |  | In Stock | https://drive.google.com/file/d/1sCjd3HCSurJhQKg4xhgoJEAeJFzgzBq4/view?usp=drive_link | https://download.schneider-electric.com/files?p_Doc_Ref=PB110812&p_File_Type=rendition_369_jpg&default_image=DefaultProductImage.png | 8536 | 18%
Acti9 xC60 MCB 2P, 16A, D-curve, 10kA | A9N2P16DIN | Schneider | Miniature Circuit Breaker (MCB) | 2 Pole 16A D-Curve, 10 kA at 415 VAC, IS/IEC 60947-2, overload & short-circuit protection, DIN-rail mount, IP20, -30 °C to +70 °C. |  |  | In Stock | https://drive.google.com/file/d/1OL-2aKeHuxRH3TylfH1-ROdqBCzxSwAe/view?usp=drive_link | https://download.schneider-electric.com/files?p_Doc_Ref=PB110812&p_File_Type=rendition_369_jpg&default_image=DefaultProductImage.png | 8536 | 18%
Acti9 xC60 MCB 2P, 20A, B-curve, 10kA | A9N2P20BIN | Schneider | Miniature Circuit Breaker (MCB) | 2 Pole 20A B-Curve, 10 kA at 415 VAC, IS/IEC 60947-2, overload & short-circuit protection, DIN-rail mount, IP20, -30 °C to +70 °C. |  |  | In Stock | https://drive.google.com/file/d/1fXt1j854v5lBcknMGDaX1V2XtP2vu9O8/view?usp=drive_link | https://download.schneider-electric.com/files?p_Doc_Ref=PB110812&p_File_Type=rendition_369_jpg&default_image=DefaultProductImage.png | 8536 | 18%
Acti9 xC60 MCB 2P, 20A,C-curve, 10kA | A9N2P20CIN | Schneider | Miniature Circuit Breaker (MCB) | 2 Pole 20A C-Curve, 10 kA at 415 VAC, IS/IEC 60947-2, overload & short-circuit protection, DIN-rail mount, IP20, -30 °C to +70 °C. |  |  | In Stock | https://drive.google.com/file/d/1-0IHsunc3Vwhkk9B2ojS9UWzfjZ8TNc-/view?usp=drive_link | https://download.schneider-electric.com/files?p_Doc_Ref=PB110812&p_File_Type=rendition_369_jpg&default_image=DefaultProductImage.png | 8536 | 18%
Acti9 xC60 MCB 2P, 20A, D-curve, 10kA | A9N2P20DIN | Schneider | Miniature Circuit Breaker (MCB) | 2 Pole 20A D-Curve, 10 kA at 415 VAC, IS/IEC 60947-2, overload & short-circuit protection, DIN-rail mount, IP20, -30 °C to +70 °C. |  |  | In Stock | https://drive.google.com/file/d/1tb-hmLT-u6hONjM3ttaKijTve_hqA0_m/view?usp=drive_link | https://download.schneider-electric.com/files?p_Doc_Ref=PB110812&p_File_Type=rendition_369_jpg&default_image=DefaultProductImage.png | 8536 | 18%
Acti9 xC60 MCB 2P, 25A, C-curve, 10kA | A9N2P25CIN | Schneider | Miniature Circuit Breaker (MCB) | 2 Pole 25A C-Curve, 10 kA at 415 VAC, IS/IEC 60947-2, overload & short-circuit protection, DIN-rail mount, IP20, -30 °C to +70 °C. |  |  | In Stock | https://drive.google.com/file/d/1MhrMWf_zvXE9o2om2W8EWs_GyvNSU5Wm/view?usp=drive_link | https://download.schneider-electric.com/files?p_Doc_Ref=PB110812&p_File_Type=rendition_369_jpg&default_image=DefaultProductImage.png | 8536 | 18%
Acti9 xC60 MCB 2P, 25A, D-curve, 10kA | A9N2P25DIN | Schneider | Miniature Circuit Breaker (MCB) | 2 Pole 25A D-Curve, 10 kA at 415 VAC, IS/IEC 60947-2, overload & short-circuit protection, DIN-rail mount, IP20, -30 °C to +70 °C. |  |  | In Stock | https://drive.google.com/file/d/1NC6Wj3bldqD3O6tsiD_4sFQgu68u7kDb/view?usp=drive_link | https://download.schneider-electric.com/files?p_Doc_Ref=PB110812&p_File_Type=rendition_369_jpg&default_image=DefaultProductImage.png | 8536 | 18%
Acti9 xC60 MCB 2P, 32A, C-curve, 10kA | A9N2P32CIN | Schneider | Miniature Circuit Breaker (MCB) | 2 Pole 32A C-Curve, 10 kA at 415 VAC, IS/IEC 60947-2, overload & short-circuit protection, DIN-rail mount, IP20, -30 °C to +70 °C. |  |  | In Stock | https://drive.google.com/file/d/1gf4N_7pY6pWw2T40DHON57JGsSxCbX1U/view?usp=drive_link | https://download.schneider-electric.com/files?p_Doc_Ref=PB110812&p_File_Type=rendition_369_jpg&default_image=DefaultProductImage.png | 8536 | 18%
Acti9 xC60 MCB 2P, 32A, D-curve, 10kA | A9N2P32DIN | Schneider | Miniature Circuit Breaker (MCB) | 2 Pole 32A D-Curve, 10 kA at 415 VAC, IS/IEC 60947-2, overload & short-circuit protection, DIN-rail mount, IP20, -30 °C to +70 °C. |  |  | In Stock | https://drive.google.com/file/d/1buPFWaQlFnG2sOroU_HN_RtEF4jq9q4U/view?usp=drive_link | https://download.schneider-electric.com/files?p_Doc_Ref=PB110812&p_File_Type=rendition_369_jpg&default_image=DefaultProductImage.png | 8536 | 18%
Acti9 xC60 MCB 2P, 40A, C-curve, 10kA | A9N2P40CIN | Schneider | Miniature Circuit Breaker (MCB) | 2 Pole 40A C-Curve, 10 kA at 415 VAC, IS/IEC 60947-2, overload & short-circuit protection, DIN-rail mount, IP20, -30 °C to +70 °C. |  |  | In Stock | https://drive.google.com/file/d/1-hbp3cbjeqs6zzqEsKzEVM3x1xlCqI0h/view?usp=drive_link | https://download.schneider-electric.com/files?p_Doc_Ref=PB110812&p_File_Type=rendition_369_jpg&default_image=DefaultProductImage.png | 8536 | 18%
Acti9 xC60 MCB 2P, 40A, D-curve, 10kA | A9N2P40DIN | Schneider | Miniature Circuit Breaker (MCB) | 2 Pole 40A D-Curve, 10 kA at 415 VAC, IS/IEC 60947-2, overload & short-circuit protection, DIN-rail mount, IP20, -30 °C to +70 °C. |  |  | In Stock | https://drive.google.com/file/d/1bt9FAnneUsZOC0UsnjCo_iEt1e8bQFVG/view?usp=drive_link | https://download.schneider-electric.com/files?p_Doc_Ref=PB110812&p_File_Type=rendition_369_jpg&default_image=DefaultProductImage.png | 8536 | 18%
Acti9 xC60 MCB 2P, 50A, C-curve, 10kA | A9N2P50CIN | Schneider | Miniature Circuit Breaker (MCB) | 2 Pole 50ACB-Curve, 10 kA at 415 VAC, IS/IEC 60947-2, overload & short-circuit protection, DIN-rail mount, IP20, -30 °C to +70 °C. |  |  | In Stock | https://drive.google.com/file/d/1jqQlQwfb44ZQsM9rv9cTClrycuXlQYsK/view?usp=drive_link | https://download.schneider-electric.com/files?p_Doc_Ref=PB110812&p_File_Type=rendition_369_jpg&default_image=DefaultProductImage.png | 8536 | 18%
Acti9 xC60 MCB 2P, 63A, C-curve, 10kA | A9N2P63CIN | Schneider | Miniature Circuit Breaker (MCB) | 2 Pole 63ACB-Curve, 10 kA at 415 VAC, IS/IEC 60947-2, overload & short-circuit protection, DIN-rail mount, IP20, -30 °C to +70 °C. |  |  | In Stock | https://drive.google.com/file/d/1hutAPJ1QEgRkJ6m5hfcqNHf1QF_maKcn/view?usp=drive_link | https://download.schneider-electric.com/files?p_Doc_Ref=PB110812&p_File_Type=rendition_369_jpg&default_image=DefaultProductImage.png | 8536 | 18%
Acti9 xC60 MCB 2P, 63A, D-curve, 10kA | A9N2P63DIN | Schneider | Miniature Circuit Breaker (MCB) | 2 Pole 63A D-Curve, 10 kA at 415 VAC, IS/IEC 60947-2, overload & short-circuit protection, DIN-rail mount, IP20, -30 °C to +70 °C. |  |  | In Stock | https://drive.google.com/file/d/1GIKOOvEWy-5iCCx2cuzXcH8s1hOvVuyr/view?usp=drive_link | https://download.schneider-electric.com/files?p_Doc_Ref=PB110812&p_File_Type=rendition_369_jpg&default_image=DefaultProductImage.png | 8536 | 18%
Acti9 xC60 MCB 3P, 1A,C-curve, 10kA | A9N3P01CIN | Schneider | Miniature Circuit Breaker (MCB) | 3 Pole 1A C-Curve, 10 kA at 380–415 VAC, IS/IEC 60947-2, overload & short-circuit protection, isolation, DIN-rail/busbar mount, IP20, -30 °C to +70 °C. |  |  | In Stock | https://drive.google.com/file/d/1yyDHj86dT-kEKphto3w_xw6KCnMAFZY-/view?usp=drive_link | https://download.schneider-electric.com/files?p_Doc_Ref=PB110813&p_File_Type=rendition_369_jpg&default_image=DefaultProductImage.png | 8536 | 18%
Acti9 xC60 MCB 3P, 2A,C-curve, 10kA | A9N3P02CIN | Schneider | Miniature Circuit Breaker (MCB) | 3 Pole 2A C-Curve, 10 kA at 380–415 VAC, IS/IEC 60947-2, overload & short-circuit protection, isolation, DIN-rail/busbar mount, IP20, -30 °C to +70 °C. |  |  | In Stock | https://drive.google.com/file/d/1eT6sWnQo5jten-ooky3vhUmuFMVMKXEh/view?usp=drive_link | https://download.schneider-electric.com/files?p_Doc_Ref=PB110813&p_File_Type=rendition_369_jpg&default_image=DefaultProductImage.png | 8536 | 18%
Acti9 xC60 MCB 3P, 3A,C-curve, 10kA | A9N3P03CIN | Schneider | Miniature Circuit Breaker (MCB) | 3 Pole 3A C-Curve, 10 kA at 380–415 VAC, IS/IEC 60947-2, overload & short-circuit protection, isolation, DIN-rail/busbar mount, IP20, -30 °C to +70 °C. |  |  | In Stock | https://drive.google.com/file/d/1sSSFvxS9RGxv4_W0eoK8XS0AtsP75U4M/view?usp=drive_link | https://download.schneider-electric.com/files?p_Doc_Ref=PB110813&p_File_Type=rendition_369_jpg&default_image=DefaultProductImage.png | 8536 | 18%
Acti9 xC60 MCB 3P, 3A,D-curve, 10kA | A9N3P03DIN | Schneider | Miniature Circuit Breaker (MCB) | 3 Pole 3A D-Curve, 10 kA at 380–415 VAC, IS/IEC 60947-2, overload & short-circuit protection, isolation, DIN-rail/busbar mount, IP20, -30 °C to +70 °C. |  |  | In Stock | https://drive.google.com/file/d/1yfa0lZwQnfB_8x39RKbbdNyXx8AKjZ3e/view?usp=drive_link | https://download.schneider-electric.com/files?p_Doc_Ref=PB110813&p_File_Type=rendition_369_jpg&default_image=DefaultProductImage.png | 8536 | 18%
Acti9 xC60 MCB 3P, 4A,C-curve, 10kA | A9N3P04CIN | Schneider | Miniature Circuit Breaker (MCB) | 3 Pole 4A C-Curve, 10 kA at 380–415 VAC, IS/IEC 60947-2, overload & short-circuit protection, isolation, DIN-rail/busbar mount, IP20, -30 °C to +70 °C. |  |  | In Stock | https://drive.google.com/file/d/185aga0tl1tYKpTgKOVUzQLJFXd8AwnpB/view?usp=drive_link | https://download.schneider-electric.com/files?p_Doc_Ref=PB110813&p_File_Type=rendition_369_jpg&default_image=DefaultProductImage.png | 8536 | 18%
Acti9 xC60 MCB 3P, 4A,D-curve, 10kA | A9N3P04DIN | Schneider | Miniature Circuit Breaker (MCB) | 3 Pole 4A D-Curve, 10 kA at 380–415 VAC, IS/IEC 60947-2, overload & short-circuit protection, isolation, DIN-rail/busbar mount, IP20, -30 °C to +70 °C. |  |  | In Stock | https://drive.google.com/file/d/1OYcU0ooKE4cqSzgtuoQJ7WhmAJ4uaMck/view?usp=drive_link | https://download.schneider-electric.com/files?p_Doc_Ref=PB110813&p_File_Type=rendition_369_jpg&default_image=DefaultProductImage.png | 8536 | 18%
Acti9 xC60 MCB 3P, 6A,B-curve, 10kA | A9N3P06BIN | Schneider | Miniature Circuit Breaker (MCB) | 3 Pole 6A B-Curve, 10 kA at 380–415 VAC, IS/IEC 60947-2, overload & short-circuit protection, isolation, DIN-rail/busbar mount, IP20, -30 °C to +70 °C. |  |  | In Stock | https://drive.google.com/file/d/1J2gjfgc0kYiJmkJ90Gnzrb5vxfbFy-6Q/view?usp=drive_link | https://download.schneider-electric.com/files?p_Doc_Ref=PB110813&p_File_Type=rendition_369_jpg&default_image=DefaultProductImage.png | 8536 | 18%
Acti9 xC60 MCB 3P, 6A,C-curve, 10kA | A9N3P06CIN | Schneider | Miniature Circuit Breaker (MCB) | 3 Pole 6A C-Curve, 10 kA at 380–415 VAC, IS/IEC 60947-2, overload & short-circuit protection, isolation, DIN-rail/busbar mount, IP20, -30 °C to +70 °C. |  |  | In Stock | https://drive.google.com/file/d/1mvaZ6Gyi0gmeDn8HbmShdScEUUHBqHEE/view?usp=drive_link | https://download.schneider-electric.com/files?p_Doc_Ref=PB110813&p_File_Type=rendition_369_jpg&default_image=DefaultProductImage.png | 8536 | 18%
Acti9 xC60 MCB 3P, 6A,D-curve, 10kA | A9N3P06DIN | Schneider | Miniature Circuit Breaker (MCB) | 3 Pole 6A D-Curve, 10 kA at 380–415 VAC, IS/IEC 60947-2, overload & short-circuit protection, isolation, DIN-rail/busbar mount, IP20, -30 °C to +70 °C. |  |  | In Stock | https://drive.google.com/file/d/1uSu6Bz0cktSbYcYZUHtF8GRlydQGRYzD/view?usp=drive_link | https://download.schneider-electric.com/files?p_Doc_Ref=PB110813&p_File_Type=rendition_369_jpg&default_image=DefaultProductImage.png | 8536 | 18%
Acti9 xC60 MCB 3P, 10A B-curve, 10kA | A9N3P10BIN | Schneider | Miniature Circuit Breaker (MCB) | 3 Pole 10A B-Curve, 10 kA at 380–415 VAC, IS/IEC 60947-2, overload & short-circuit protection, isolation, DIN-rail/busbar mount, IP20, -30 °C to +70 °C. |  |  | In Stock | https://drive.google.com/file/d/1rYy_P19hqaOfHQe1C4i0eVM_tMra9B8Y/view?usp=drive_link | https://download.schneider-electric.com/files?p_Doc_Ref=PB110813&p_File_Type=rendition_369_jpg&default_image=DefaultProductImage.png | 8536 | 18%
Acti9 xC60 MCB 3P, 10A,C-curve, 10kA | A9N3P10CIN | Schneider | Miniature Circuit Breaker (MCB) | 3 Pole 10A C-Curve, 10 kA at 380–415 VAC, IS/IEC 60947-2, overload & short-circuit protection, isolation, DIN-rail/busbar mount, IP20, -30 °C to +70 °C. |  |  | In Stock | https://drive.google.com/file/d/1ZSU1wml5ss_OZx-A201genEYXIzSxbf2/view?usp=drive_link | https://download.schneider-electric.com/files?p_Doc_Ref=PB110813&p_File_Type=rendition_369_jpg&default_image=DefaultProductImage.png | 8536 | 18%
Acti9 xC60 MCB 3P, 10A,D-curve, 10kA | A9N3P10DIN | Schneider | Miniature Circuit Breaker (MCB) | 3 Pole 10A D-Curve, 10 kA at 380–415 VAC, IS/IEC 60947-2, overload & short-circuit protection, isolation, DIN-rail/busbar mount, IP20, -30 °C to +70 °C. |  |  | In Stock | https://drive.google.com/file/d/1iMUS8veLwhBm8kCFMTY7NVx2WzzdAnU_/view?usp=drive_link | https://download.schneider-electric.com/files?p_Doc_Ref=PB110813&p_File_Type=rendition_369_jpg&default_image=DefaultProductImage.png | 8536 | 18%
Acti9 xC60 MCB 3P, 16A, B-curve, 10kA | A9N3P16BIN | Schneider | Miniature Circuit Breaker (MCB) | 3 Pole 16A B-Curve, 10 kA at 380–415 VAC, IS/IEC 60947-2, overload & short-circuit protection, isolation, DIN-rail/busbar mount, IP20, -30 °C to +70 °C. |  |  | In Stock | https://drive.google.com/file/d/1vmH1GZrX3Wp7x_px8n3I6uDqz3qWfxRe/view?usp=drive_link | https://download.schneider-electric.com/files?p_Doc_Ref=PB110813&p_File_Type=rendition_369_jpg&default_image=DefaultProductImage.png | 8536 | 18%
Acti9 xC60 MCB 3P, 16A,C-curve, 10kA | A9N3P16CIN | Schneider | Miniature Circuit Breaker (MCB) | 3 Pole 16A C-Curve, 10 kA at 380–415 VAC, IS/IEC 60947-2, overload & short-circuit protection, isolation, DIN-rail/busbar mount, IP20, -30 °C to +70 °C. |  |  | In Stock | https://drive.google.com/file/d/162SgRTQet4XwK-16vJZd4w7hQYJ38RBh/view?usp=drive_link | https://download.schneider-electric.com/files?p_Doc_Ref=PB110813&p_File_Type=rendition_369_jpg&default_image=DefaultProductImage.png | 8536 | 18%
Acti9 xC60 MCB 3P, 16A,D-curve, 10kA | A9N3P16DIN | Schneider | Miniature Circuit Breaker (MCB) | 3 Pole 16A D-Curve, 10 kA at 380–415 VAC, IS/IEC 60947-2, overload & short-circuit protection, isolation, DIN-rail/busbar mount, IP20, -30 °C to +70 °C. |  |  | In Stock | https://drive.google.com/file/d/1ERMms5JhChXUeStnnT9MtYRGHKvZN4At/view?usp=drive_link | https://download.schneider-electric.com/files?p_Doc_Ref=PB110813&p_File_Type=rendition_369_jpg&default_image=DefaultProductImage.png | 8536 | 18%
Acti9 xC60 MCB 3P, 20A,C-curve, 10kA | A9N3P20CIN | Schneider | Miniature Circuit Breaker (MCB) | 3 Pole 20A C-Curve, 10 kA at 380–415 VAC, IS/IEC 60947-2, overload & short-circuit protection, isolation, DIN-rail/busbar mount, IP20, -30 °C to +70 °C. |  |  | In Stock | https://drive.google.com/file/d/1o6HZkpG0-sZBC1hPjUw1HDeKFvfMTdof/view?usp=drive_link | https://download.schneider-electric.com/files?p_Doc_Ref=PB110813&p_File_Type=rendition_369_jpg&default_image=DefaultProductImage.png | 8536 | 18%
Acti9 xC60 MCB 3P, 20A,D-curve, 10kA | A9N3P20DIN | Schneider | Miniature Circuit Breaker (MCB) | 3 Pole 20A D-Curve, 10 kA at 380–415 VAC, IS/IEC 60947-2, overload & short-circuit protection, isolation, DIN-rail/busbar mount, IP20, -30 °C to +70 °C. |  |  | In Stock | https://drive.google.com/file/d/1_FjP0auAUgX4C1rIjj_TURt0SPlWhiWT/view?usp=drive_link | https://download.schneider-electric.com/files?p_Doc_Ref=PB110813&p_File_Type=rendition_369_jpg&default_image=DefaultProductImage.png | 8536 | 18%
Acti9 xC60 MCB 3P, 25A,B-curve, 10kA | A9N3P25BIN | Schneider | Miniature Circuit Breaker (MCB) | 3 Pole 25A B-Curve, 10 kA at 380–415 VAC, IS/IEC 60947-2, overload & short-circuit protection, isolation, DIN-rail/busbar mount, IP20, -30 °C to +70 °C. |  |  | In Stock | https://drive.google.com/file/d/1N0aq3glezkEBCdw4_lAGBeHNGKIMu_8A/view?usp=drive_link | https://download.schneider-electric.com/files?p_Doc_Ref=PB110813&p_File_Type=rendition_369_jpg&default_image=DefaultProductImage.png | 8536 | 18%
Acti9 xC60 MCB 3P, 25A,C-curve, 10kA | A9N3P25CIN | Schneider | Miniature Circuit Breaker (MCB) | 3 Pole 25A C-Curve, 10 kA at 380–415 VAC, IS/IEC 60947-2, overload & short-circuit protection, isolation, DIN-rail/busbar mount, IP20, -30 °C to +70 °C. |  |  | In Stock | https://drive.google.com/file/d/11CXbk9rtdEfIw7TBUqnNpePiVGZQ1aIs/view?usp=drive_link | https://download.schneider-electric.com/files?p_Doc_Ref=PB110813&p_File_Type=rendition_369_jpg&default_image=DefaultProductImage.png | 8536 | 18%
Acti9 xC60 MCB 3P, 25A,D-curve, 10kA | A9N3P25DIN | Schneider | Miniature Circuit Breaker (MCB) | 3 Pole 25A D-Curve, 10 kA at 380–415 VAC, IS/IEC 60947-2, overload & short-circuit protection, isolation, DIN-rail/busbar mount, IP20, -30 °C to +70 °C. |  |  | In Stock | https://drive.google.com/file/d/1OrcaSKku1en7EDyRjxx6vrii8gWN7GUo/view?usp=drive_link | https://download.schneider-electric.com/files?p_Doc_Ref=PB110813&p_File_Type=rendition_369_jpg&default_image=DefaultProductImage.png | 8536 | 18%
Acti9 xC60 MCB 3P, 32A,B-curve, 10kA | A9N3P32BIN | Schneider | Miniature Circuit Breaker (MCB) | 3 Pole 32A B-Curve, 10 kA at 380–415 VAC, IS/IEC 60947-2, overload & short-circuit protection, isolation, DIN-rail/busbar mount, IP20, -30 °C to +70 °C. |  |  | In Stock | https://drive.google.com/file/d/1KlrCOnWk7nN4lb_T4rLY5syXZX2Q35xb/view?usp=drive_link | https://download.schneider-electric.com/files?p_Doc_Ref=PB110813&p_File_Type=rendition_369_jpg&default_image=DefaultProductImage.png | 8536 | 18%
Acti9 xC60 MCB 3P, 32A,C-curve, 10kA | A9N3P32CIN | Schneider | Miniature Circuit Breaker (MCB) | 3 Pole 32A C-Curve, 10 kA at 380–415 VAC, IS/IEC 60947-2, overload & short-circuit protection, isolation, DIN-rail/busbar mount, IP20, -30 °C to +70 °C. |  |  | In Stock | https://drive.google.com/file/d/19SfStQy-RKqcfIEfvv3c5IfZQ28DDqNm/view?usp=drive_link | https://download.schneider-electric.com/files?p_Doc_Ref=PB110813&p_File_Type=rendition_369_jpg&default_image=DefaultProductImage.png | 8536 | 18%
Acti9 xC60 MCB 3P, 32A,D-curve, 10kA | A9N3P32DIN | Schneider | Miniature Circuit Breaker (MCB) | 3 Pole 32A D-Curve, 10 kA at 380–415 VAC, IS/IEC 60947-2, overload & short-circuit protection, isolation, DIN-rail/busbar mount, IP20, -30 °C to +70 °C. |  |  | In Stock | https://drive.google.com/file/d/17jtd44Y1-_dxL6K-H48pKWFow9N9O5t1/view?usp=drive_link | https://download.schneider-electric.com/files?p_Doc_Ref=PB110813&p_File_Type=rendition_369_jpg&default_image=DefaultProductImage.png | 8536 | 18%
Acti9 xC60 MCB 3P, 40A,C-curve, 10kA | A9N3P40CIN | Schneider | Miniature Circuit Breaker (MCB) | 3 Pole 40A C-Curve, 10 kA at 380–415 VAC, IS/IEC 60947-2, overload & short-circuit protection, isolation, DIN-rail/busbar mount, IP20, -30 °C to +70 °C. |  |  | In Stock | https://drive.google.com/file/d/1BGSELzYm42DAwBFkyzh4Busn8mZr-pTA/view?usp=drive_link | https://download.schneider-electric.com/files?p_Doc_Ref=PB110813&p_File_Type=rendition_369_jpg&default_image=DefaultProductImage.png | 8536 | 18%
Acti9 xC60 MCB 3P, 40A, D-curve, 10kA | A9N3P40 DIN | Schneider | Miniature Circuit Breaker (MCB) | 3 Pole 40A D-Curve, 10 kA at 380–415 VAC, IS/IEC 60947-2, overload & short-circuit protection, isolation, DIN-rail/busbar mount, IP20, -30 °C to +70 °C. |  |  | In Stock | https://drive.google.com/file/d/1LRATKBbDz4XBWx9xXWidZO67JYd8iV3E/view?usp=drive_link | https://download.schneider-electric.com/files?p_Doc_Ref=PB110813&p_File_Type=rendition_369_jpg&default_image=DefaultProductImage.png | 8536 | 18%
Acti9 xC60 MCB 3P, 50A, C-curve, 10kA | A9N3P50CIN | Schneider | Miniature Circuit Breaker (MCB) | 3 Pole 50A C-Curve, 10 kA at 380–415 VAC, IS/IEC 60947-2, overload & short-circuit protection, isolation, DIN-rail/busbar mount, IP20, -30 °C to +70 °C. |  |  | In Stock | https://drive.google.com/file/d/1THnzsWzpWHr88rvDBgP0NDJpwJ3E1m7e/view?usp=drive_link | https://download.schneider-electric.com/files?p_Doc_Ref=PB110813&p_File_Type=rendition_369_jpg&default_image=DefaultProductImage.png | 8536 | 18%
Acti9 xC60 MCB 3P, 50A, D-curve, 10kA | A9N3P50DIN | Schneider | Miniature Circuit Breaker (MCB) | 3 Pole 50A D-Curve, 10 kA at 380–415 VAC, IS/IEC 60947-2, overload & short-circuit protection, isolation, DIN-rail/busbar mount, IP20, -30 °C to +70 °C. |  |  | In Stock | https://drive.google.com/file/d/18TpxRAdajAwCUPrj2wJ7-jMZ-DSbJzK5/view?usp=drive_link | https://download.schneider-electric.com/files?p_Doc_Ref=PB110813&p_File_Type=rendition_369_jpg&default_image=DefaultProductImage.png | 8536 | 18%
Acti9 xC60 MCB 3P, 63A, B-curve, 10kA | A9N3P63BIN | Schneider | Miniature Circuit Breaker (MCB) | 3 Pole 63A B-Curve, 10 kA at 380–415 VAC, IS/IEC 60947-2, overload & short-circuit protection, isolation, DIN-rail/busbar mount, IP20, -30 °C to +70 °C. |  |  | In Stock | https://drive.google.com/file/d/1fBqui5aAQ4_wXckk_foalJqZ5zs-kJYB/view?usp=drive_link | https://download.schneider-electric.com/files?p_Doc_Ref=PB110813&p_File_Type=rendition_369_jpg&default_image=DefaultProductImage.png | 8536 | 18%
Acti9 xC60 MCB 3P, 63A, C-curve, 10kA | A9N3P63CIN | Schneider | Miniature Circuit Breaker (MCB) | 3 Pole 63A C-Curve, 10 kA at 380–415 VAC, IS/IEC 60947-2, overload & short-circuit protection, isolation, DIN-rail/busbar mount, IP20, -30 °C to +70 °C. |  |  | In Stock | https://drive.google.com/file/d/1M1wZN60B_QBR7Lgaw7AqecIzgEOmrj8N/view?usp=drive_link | https://download.schneider-electric.com/files?p_Doc_Ref=PB110813&p_File_Type=rendition_369_jpg&default_image=DefaultProductImage.png | 8536 | 18%
Acti9 xC60 MCB 3P, 63A, D-curve, 10kA | A9N3P63DIN | Schneider | Miniature Circuit Breaker (MCB) | 3 Pole 63A D-Curve, 10 kA at 380–415 VAC, IS/IEC 60947-2, overload & short-circuit protection, isolation, DIN-rail/busbar mount, IP20, -30 °C to +70 °C. |  |  | In Stock | https://drive.google.com/file/d/1rx3dzsp5AzwzS6CpQhTWGjKdaJIMjYvp/view?usp=drive_link | https://download.schneider-electric.com/files?p_Doc_Ref=PB110813&p_File_Type=rendition_369_jpg&default_image=DefaultProductImage.png | 8536 | 18%
Acti9 xC60 MCB 4P, 1A, C-curve, 10kA | A9N4P01CIN | Schneider | Miniature Circuit Breaker (MCB) | 4 Pole 1A C-Curve, 10 kA at 380–415 VAC, IS/IEC 60947-2, overload & short-circuit protection, isolation, DIN-rail mount, IP20, -30 °C to +70 °C. |  |  | In Stock | https://drive.google.com/file/d/10Fi32gsA5qPd5n45o5Hs9ugmCpsxwCkC/view?usp=drive_link | https://download.schneider-electric.com/files?p_Doc_Ref=PB110814&p_File_Type=rendition_369_jpg&default_image=DefaultProductImage.png | 8536 | 18%
Acti9 xC60 MCB 4P, 2A, C-curve, 10kA | A9N4P02CIN | Schneider | Miniature Circuit Breaker (MCB) | 4 Pole 2A C-Curve, 10 kA at 380–415 VAC, IS/IEC 60947-2, overload & short-circuit protection, isolation, DIN-rail mount, IP20, -30 °C to +70 °C. |  |  | In Stock | https://drive.google.com/file/d/1hO-o-YAlqVwtmJGHTTUpi8NoHyz7_4nB/view?usp=drive_link | https://download.schneider-electric.com/files?p_Doc_Ref=PB110814&p_File_Type=rendition_369_jpg&default_image=DefaultProductImage.png | 8536 | 18%
Acti9 xC60 MCB 4P, 4A, C-curve, 10kA | A9N4P04CIN | Schneider | Miniature Circuit Breaker (MCB) | 4 Pole 4A C-Curve, 10 kA at 380–415 VAC, IS/IEC 60947-2, overload & short-circuit protection, isolation, DIN-rail mount, IP20, -30 °C to +70 °C. |  |  | In Stock | https://drive.google.com/file/d/1s6Y1l9r3nfQ7UJUGCNP4YKWTiBhE5QWq/view?usp=drive_link | https://download.schneider-electric.com/files?p_Doc_Ref=PB110814&p_File_Type=rendition_369_jpg&default_image=DefaultProductImage.png | 8536 | 18%
Acti9 xC60 MCB 4P, 6A, C-curve, 10kA | A9N4P06CIN | Schneider | Miniature Circuit Breaker (MCB) | 4 Pole 6A C-Curve, 10 kA at 380–415 VAC, IS/IEC 60947-2, overload & short-circuit protection, isolation, DIN-rail mount, IP20, -30 °C to +70 °C. |  |  | In Stock | https://drive.google.com/file/d/1BWCdcrbR1tOjkE2XZjaWiHPZG1tCmZnR/view?usp=drive_link | https://download.schneider-electric.com/files?p_Doc_Ref=PB110814&p_File_Type=rendition_369_jpg&default_image=DefaultProductImage.png | 8536 | 18%
Acti9 xC60 MCB 4P, 10A, C-curve, 10kA | A9N4P10CIN | Schneider | Miniature Circuit Breaker (MCB) | 4 Pole 10A C-Curve, 10 kA at 380–415 VAC, IS/IEC 60947-2, overload & short-circuit protection, isolation, DIN-rail mount, IP20, -30 °C to +70 °C. |  |  | In Stock | https://drive.google.com/file/d/1_uKC0D7JBnhXJYRPspp0TlmuRBbHMS3C/view?usp=drive_link | https://download.schneider-electric.com/files?p_Doc_Ref=PB110814&p_File_Type=rendition_369_jpg&default_image=DefaultProductImage.png | 8536 | 18%
Acti9 xC60 MCB 4P, 16A, C-curve, 10kA | A9N4P16CIN | Schneider | Miniature Circuit Breaker (MCB) | 4 Pole 16A C-Curve, 10 kA at 380–415 VAC, IS/IEC 60947-2, overload & short-circuit protection, isolation, DIN-rail mount, IP20, -30 °C to +70 °C. |  |  | In Stock | https://drive.google.com/file/d/1ZGZcrhgv-Rglp7fAJXE_W8J02ev4ubid/view?usp=drive_link | https://download.schneider-electric.com/files?p_Doc_Ref=PB110814&p_File_Type=rendition_369_jpg&default_image=DefaultProductImage.png | 8536 | 18%
Acti9 xC60 MCB 4P, 16A, D-curve, 10kA | A9N4P16DIN | Schneider | Miniature Circuit Breaker (MCB) | 4 Pole 16A D-Curve, 10 kA at 380–415 VAC, IS/IEC 60947-2, overload & short-circuit protection, isolation, DIN-rail mount, IP20, -30 °C to +70 °C. |  |  | In Stock | https://drive.google.com/file/d/1nchgsGxBaa0JiuLT4BGVuhMcoy3kdRAs/view?usp=drive_link | https://download.schneider-electric.com/files?p_Doc_Ref=PB110814&p_File_Type=rendition_369_jpg&default_image=DefaultProductImage.png | 8536 | 18%
Acti9 xC60 MCB 4P, 20A, C-curve, 10kA | A9N4P20CIN | Schneider | Miniature Circuit Breaker (MCB) | 4 Pole 20A C-Curve, 10 kA at 380–415 VAC, IS/IEC 60947-2, overload & short-circuit protection, isolation, DIN-rail mount, IP20, -30 °C to +70 °C. |  |  | In Stock | https://drive.google.com/file/d/15u97nTrxnpcmuGr1x55MfUiBiLvCvqMz/view?usp=drive_link | https://download.schneider-electric.com/files?p_Doc_Ref=PB110814&p_File_Type=rendition_369_jpg&default_image=DefaultProductImage.png | 8536 | 18%
Acti9 xC60 MCB 4P, 20A, D-curve, 10kA | A9N4P20DIN | Schneider | Miniature Circuit Breaker (MCB) | 4 Pole 20A D-Curve, 10 kA at 380–415 VAC, IS/IEC 60947-2, overload & short-circuit protection, isolation, DIN-rail mount, IP20, -30 °C to +70 °C. |  |  | In Stock | https://drive.google.com/file/d/16x8oYrWxgsJNEKCchSDZxIh_NxF76gP7/view?usp=drive_link | https://download.schneider-electric.com/files?p_Doc_Ref=PB110814&p_File_Type=rendition_369_jpg&default_image=DefaultProductImage.png | 8536 | 18%
Acti9 xC60 MCB 4P, 25A, C-curve, 10kA | A9N4P25CIN | Schneider | Miniature Circuit Breaker (MCB) | 4 Pole 25A C-Curve, 10 kA at 380–415 VAC, IS/IEC 60947-2, overload & short-circuit protection, isolation, DIN-rail mount, IP20, -30 °C to +70 °C. |  |  | In Stock | https://drive.google.com/file/d/1TzW1GUyyN9TP2Ulk_mFNc2PWoz7oHTjo/view?usp=drive_link | https://download.schneider-electric.com/files?p_Doc_Ref=PB110814&p_File_Type=rendition_369_jpg&default_image=DefaultProductImage.png | 8536 | 18%
Acti9 xC60 MCB 4P, 25A, D-curve, 10kA | A9N4P25DIN | Schneider | Miniature Circuit Breaker (MCB) | 4 Pole 25A D-Curve, 10 kA at 380–415 VAC, IS/IEC 60947-2, overload & short-circuit protection, isolation, DIN-rail mount, IP20, -30 °C to +70 °C. |  |  | In Stock | https://drive.google.com/file/d/10vfi7i0va_mxk0RUAD3-h1ST0XF8pqew/view?usp=drive_link | https://download.schneider-electric.com/files?p_Doc_Ref=PB110814&p_File_Type=rendition_369_jpg&default_image=DefaultProductImage.png | 8536 | 18%
Acti9 xC60 MCB 4P, 32A, B-curve, 10kA | A9N4P32BIN | Schneider | Miniature Circuit Breaker (MCB) | 4 Pole 32A B-Curve, 10 kA at 380–415 VAC, IS/IEC 60947-2, overload & short-circuit protection, isolation, DIN-rail mount, IP20, -30 °C to +70 °C. |  |  | In Stock | https://drive.google.com/file/d/1OYPAFIB4vqx7g37Y95a51cISjE4P8PLY/view?usp=drive_link | https://download.schneider-electric.com/files?p_Doc_Ref=PB110814&p_File_Type=rendition_369_jpg&default_image=DefaultProductImage.png | 8536 | 18%
Acti9 xC60 MCB 4P, 32A, C-curve, 10kA | A9N4P32CIN | Schneider | Miniature Circuit Breaker (MCB) | 4 Pole 32A C-Curve, 10 kA at 380–415 VAC, IS/IEC 60947-2, overload & short-circuit protection, isolation, DIN-rail mount, IP20, -30 °C to +70 °C. |  |  | In Stock | https://drive.google.com/file/d/1DKyodZuNsWZfuSWOwReyWAOeZpgmxWyn/view?usp=drive_link | https://download.schneider-electric.com/files?p_Doc_Ref=PB110814&p_File_Type=rendition_369_jpg&default_image=DefaultProductImage.png | 8536 | 18%
Acti9 xC60 MCB 4P, 32A, D-curve, 10kA | A9N4P32DIN | Schneider | Miniature Circuit Breaker (MCB) | 4 Pole 32A D-Curve, 10 kA at 380–415 VAC, IS/IEC 60947-2, overload & short-circuit protection, isolation, DIN-rail mount, IP20, -30 °C to +70 °C. |  |  | In Stock | https://drive.google.com/file/d/1c81Y8IuXnlzcX1NtkOOAD5FMLqn2SXDT/view?usp=drive_link | https://download.schneider-electric.com/files?p_Doc_Ref=PB110814&p_File_Type=rendition_369_jpg&default_image=DefaultProductImage.png | 8536 | 18%
Acti9 xC60 MCB 4P, 40A, B-curve, 10kA | A9N4P40BIN | Schneider | Miniature Circuit Breaker (MCB) | 4 Pole 40A B-Curve, 10 kA at 380–415 VAC, IS/IEC 60947-2, overload & short-circuit protection, isolation, DIN-rail mount, IP20, -30 °C to +70 °C. |  |  | In Stock | https://drive.google.com/file/d/1G_XXAs1DdajzLh5MLKHbyOTkwZha9gVH/view?usp=drive_link | https://download.schneider-electric.com/files?p_Doc_Ref=PB110814&p_File_Type=rendition_369_jpg&default_image=DefaultProductImage.png | 8536 | 18%
Acti9 xC60 MCB 4P, 40A, C-curve, 10kA | A9N4P40CIN | Schneider | Miniature Circuit Breaker (MCB) | 4 Pole 40A C-Curve, 10 kA at 380–415 VAC, IS/IEC 60947-2, overload & short-circuit protection, isolation, DIN-rail mount, IP20, -30 °C to +70 °C. |  |  | In Stock | https://drive.google.com/file/d/16-amcileWj3SLquH3wa_d7sXVGMCv_ZX/view?usp=drive_link | https://download.schneider-electric.com/files?p_Doc_Ref=PB110814&p_File_Type=rendition_369_jpg&default_image=DefaultProductImage.png | 8536 | 18%
Acti9 xC60 MCB 4P, 40A, D-curve, 10kA | A9N4P40DIN | Schneider | Miniature Circuit Breaker (MCB) | 4 Pole 40A D-Curve, 10 kA at 380–415 VAC, IS/IEC 60947-2, overload & short-circuit protection, isolation, DIN-rail mount, IP20, -30 °C to +70 °C. |  |  | In Stock | https://drive.google.com/file/d/13hCCp6z_m8c1_Qm08O2Po33anP6CRvB1/view?usp=drive_link | https://download.schneider-electric.com/files?p_Doc_Ref=PB110814&p_File_Type=rendition_369_jpg&default_image=DefaultProductImage.png | 8536 | 18%
Acti9 xC60 MCB 4P, 50A, C-curve, 10kA | A9N4P50CIN | Schneider | Miniature Circuit Breaker (MCB) | 4 Pole 50A C-Curve, 10 kA at 380–415 VAC, IS/IEC 60947-2, overload & short-circuit protection, isolation, DIN-rail mount, IP20, -30 °C to +70 °C. |  |  | In Stock | https://drive.google.com/file/d/1DdjHEnb18SCDSybrUer3JUvqIbXiflGo/view?usp=drive_link | https://download.schneider-electric.com/files?p_Doc_Ref=PB110814&p_File_Type=rendition_369_jpg&default_image=DefaultProductImage.png | 8536 | 18%
Acti9 xC60 MCB 4P, 63A, B-curve, 10kA | A9N4P63BIN | Schneider | Miniature Circuit Breaker (MCB) | 4 Pole 63A B-Curve, 10 kA at 380–415 VAC, IS/IEC 60947-2, overload & short-circuit protection, isolation, DIN-rail mount, IP20, -30 °C to +70 °C. |  |  | In Stock | https://drive.google.com/file/d/1wKG_89o2pWbLfHw08hLgi0i-hucsLV0q/view?usp=drive_link | https://download.schneider-electric.com/files?p_Doc_Ref=PB110814&p_File_Type=rendition_369_jpg&default_image=DefaultProductImage.png | 8536 | 18%
Acti9 xC60 MCB 4P, 63A, B-curve, 10kA | A9N4P63BIN | Schneider | Miniature Circuit Breaker (MCB) | 4 Pole 63A C-Curve, 10 kA at 380–415 VAC, IS/IEC 60947-2, overload & short-circuit protection, isolation, DIN-rail mount, IP20, -30 °C to +70 °C. |  |  | In Stock | https://drive.google.com/file/d/1vPd0STLd897XDjCHFdOJkoYJfY0-0O9P/view?usp=drive_link | https://download.schneider-electric.com/files?p_Doc_Ref=PB110814&p_File_Type=rendition_369_jpg&default_image=DefaultProductImage.png | 8536 | 18%
Acti9 xC60 MCB 4P, 63A, B-curve, 10kA | A9N4P63BIN | Schneider | Miniature Circuit Breaker (MCB) | 4 Pole 63A D-Curve, 10 kA at 380–415 VAC, IS/IEC 60947-2, overload & short-circuit protection, isolation, DIN-rail mount, IP20, -30 °C to +70 °C. |  |  | In Stock | https://drive.google.com/file/d/1pN14ThL5KcyE6mYXC58lgxbR_XnkfWr8/view?usp=drive_link | https://download.schneider-electric.com/files?p_Doc_Ref=PB110814&p_File_Type=rendition_369_jpg&default_image=DefaultProductImage.png | 8536 | 18%
Metal Enclosure 200x200x150mm | MAE-66ME01 | MACRO | Metal Enclosure | Metal Enclosure, sheet steel 1.2mm, epoxy polyester powder coating, IP66, 200x200x150mm, 1 lock, includes mounitng plate, lock, gland plate, sealing gasket, fixing accessories |  |  | In Stock |  | https://i.postimg.cc/DZ7XpNZy/Screenshot-2025-08-20-151058.png
Metal Enclosure 250x200x150mm | MAE-66ME02 | MACRO | Metal Enclosure | Metal Enclosure, sheet steel 1.2mm, epoxy polyester powder coating, IP66, 250x200x150mm, 1 lock, includes mounitng plate, lock, gland plate, sealing gasket, fixing accessories |  |  | In Stock |  | https://i.postimg.cc/DZ7XpNZy/Screenshot-2025-08-20-151058.png
Metal Enclosure 300x200x150mm | MAE-66ME03 | MACRO | Metal Enclosure | Metal Enclosure, sheet steel 1.2mm, epoxy polyester powder coating, IP66, 300x200x150mm, 1 lock, includes mounitng plate, lock, gland plate, sealing gasket, fixing accessories |  |  | In Stock |  | https://i.postimg.cc/DZ7XpNZy/Screenshot-2025-08-20-151058.png
Metal Enclosure 300x250x150mm | MAE-66ME04 | MACRO | Metal Enclosure | Metal Enclosure, sheet steel 1.2mm, epoxy polyester powder coating, IP66, 300x250x150mm, 1 lock, includes mounitng plate, lock, gland plate, sealing gasket, fixing accessories |  |  | In Stock |  | https://i.postimg.cc/DZ7XpNZy/Screenshot-2025-08-20-151058.png
Metal Enclosure 300x250x200mm | MAE-66ME05 | MACRO | Metal Enclosure | Metal Enclosure, sheet steel 1.2mm, epoxy polyester powder coating, IP66, 300x250x200mm, 1 lock, includes mounitng plate, lock, gland plate, sealing gasket, fixing accessories |  |  | In Stock |  | https://i.postimg.cc/DZ7XpNZy/Screenshot-2025-08-20-151058.png
Metal Enclosure 300x300x150mm | MAE-66ME06 | MACRO | Metal Enclosure | Metal Enclosure, sheet steel 1.2mm, epoxy polyester powder coating, IP66, 300x300x150mm, 1 lock, includes mounitng plate, lock, gland plate, sealing gasket, fixing accessories |  |  | In Stock |  | https://i.postimg.cc/DZ7XpNZy/Screenshot-2025-08-20-151058.png
Metal Enclosure 300x300x200mm | MAE-66ME07 | MACRO | Metal Enclosure | Metal Enclosure, sheet steel 1.2mm, epoxy polyester powder coating, IP66, 300x300x200mm, 1 lock, includes mounitng plate, lock, gland plate, sealing gasket, fixing accessories |  |  | In Stock |  | https://i.postimg.cc/DZ7XpNZy/Screenshot-2025-08-20-151058.png
Metal Enclosure 300x400x150mm | MAE-66ME08 | MACRO | Metal Enclosure | Metal Enclosure, sheet steel 1.2mm, epoxy polyester powder coating, IP66, 300x400x150mm, 1 lock, includes mounitng plate, lock, gland plate, sealing gasket, fixing accessories |  |  | In Stock |  | https://i.postimg.cc/DZ7XpNZy/Screenshot-2025-08-20-151058.png
Metal Enclosure 300x400x200mm | MAE-66ME09 | MACRO | Metal Enclosure | Metal Enclosure, sheet steel 1.2mm, epoxy polyester powder coating, IP66, 300x400x200mm, 1 lock, includes mounitng plate, lock, gland plate, sealing gasket, fixing accessories |  |  | In Stock |  | https://i.postimg.cc/DZ7XpNZy/Screenshot-2025-08-20-151058.png
Metal Enclosure 400x300x150mm | MAE-66ME10 | MACRO | Metal Enclosure | Metal Enclosure, sheet steel 1.2mm, epoxy polyester powder coating, IP66, 400x300x150mm, 1 lock, includes mounitng plate, lock, gland plate, sealing gasket, fixing accessories |  |  | In Stock |  | https://i.postimg.cc/DZ7XpNZy/Screenshot-2025-08-20-151058.png
Metal Enclosure 400x300x200mm | MAE-66ME11 | MACRO | Metal Enclosure | Metal Enclosure, sheet steel 1.2mm, epoxy polyester powder coating, IP66, 400x300x200mm, 1 lock, includes mounitng plate, lock, gland plate, sealing gasket, fixing accessories |  |  | In Stock |  | https://i.postimg.cc/DZ7XpNZy/Screenshot-2025-08-20-151058.png
Metal Enclosure 400x300x250mm | MAE-66ME12 | MACRO | Metal Enclosure | Metal Enclosure, sheet steel 1.2mm, epoxy polyester powder coating, IP66, 400x300x250mm, 1 lock, includes mounitng plate, lock, gland plate, sealing gasket, fixing accessories |  |  | In Stock |  | https://i.postimg.cc/DZ7XpNZy/Screenshot-2025-08-20-151058.png
Metal Enclosure 400x400x200mm | MAE-66ME13 | MACRO | Metal Enclosure | Metal Enclosure, sheet steel 1.2mm, epoxy polyester powder coating, IP66, 400x400x200mm, 1 lock, includes mounitng plate, lock, gland plate, sealing gasket, fixing accessories |  |  | In Stock |  | https://i.postimg.cc/DZ7XpNZy/Screenshot-2025-08-20-151058.png
Metal Enclosure 400x400x250mm | MAE-66ME14 | MACRO | Metal Enclosure | Metal Enclosure, sheet steel 1.2mm, epoxy polyester powder coating, IP66, 400x400x250mm, 1 lock, includes mounitng plate, lock, gland plate, sealing gasket, fixing accessories |  |  | In Stock |  | https://i.postimg.cc/DZ7XpNZy/Screenshot-2025-08-20-151058.png
Metal Enclosure 400x500x150mm | MAE-66ME15 | MACRO | Metal Enclosure | Metal Enclosure, sheet steel 1.2mm, epoxy polyester powder coating, IP66, 400x500x150mm, 1 lock, includes mounitng plate, lock, gland plate, sealing gasket, fixing accessories |  |  | In Stock |  | https://i.postimg.cc/DZ7XpNZy/Screenshot-2025-08-20-151058.png
Metal Enclosure 400x500x200mm | MAE-66ME16 | MACRO | Metal Enclosure | Metal Enclosure, sheet steel 1.2mm, epoxy polyester powder coating, IP66, 400x500x200mm, 1 lock, includes mounitng plate, lock, gland plate, sealing gasket, fixing accessories |  |  | In Stock |  | https://i.postimg.cc/DZ7XpNZy/Screenshot-2025-08-20-151058.png
Metal Enclosure 400x500x250mm | MAE-66ME17 | MACRO | Metal Enclosure | Metal Enclosure, sheet steel 1.2mm, epoxy polyester powder coating, IP66, 400x500x250mm, 1 lock, includes mounitng plate, lock, gland plate, sealing gasket, fixing accessories |  |  | In Stock |  | https://i.postimg.cc/DZ7XpNZy/Screenshot-2025-08-20-151058.png
Metal Enclosure 400x600x200mm | MAE-66ME18 | MACRO | Metal Enclosure | Metal Enclosure, sheet steel 1.2mm, epoxy polyester powder coating, IP66, 400x600x200mm, 1 lock, includes mounitng plate, lock, gland plate, sealing gasket, fixing accessories |  |  | In Stock |  | https://i.postimg.cc/DZ7XpNZy/Screenshot-2025-08-20-151058.png
Metal Enclosure 400x600x250mm | MAE-66ME19 | MACRO | Metal Enclosure | Metal Enclosure, sheet steel 1.2mm, epoxy polyester powder coating, IP66, 400x600x250mm, 1 lock, includes mounitng plate, lock, gland plate, sealing gasket, fixing accessories |  |  | In Stock |  | https://i.postimg.cc/DZ7XpNZy/Screenshot-2025-08-20-151058.png
Metal Enclosure 400x600x300mm | MAE-66ME20 | MACRO | Metal Enclosure | Metal Enclosure, sheet steel 1.2mm, epoxy polyester powder coating, IP66, 400x600x300mm, 1 lock, includes mounitng plate, lock, gland plate, sealing gasket, fixing accessories |  |  | In Stock |  | https://i.postimg.cc/DZ7XpNZy/Screenshot-2025-08-20-151058.png
Metal Enclosure 500x400x150mm | MAE-66ME21 | MACRO | Metal Enclosure | Metal Enclosure, sheet steel 1.2mm, epoxy polyester powder coating, IP66, 500x400x150mm, 1 lock, includes mounitng plate, lock, gland plate, sealing gasket, fixing accessories |  |  | In Stock |  | https://i.postimg.cc/DZ7XpNZy/Screenshot-2025-08-20-151058.png
Metal Enclosure 500x400x200mm | MAE-66ME22 | MACRO | Metal Enclosure | Metal Enclosure, sheet steel 1.2mm, epoxy polyester powder coating, IP66, 500x400x200mm, 1 lock, includes mounitng plate, lock, gland plate, sealing gasket, fixing accessories |  |  | In Stock |  | https://i.postimg.cc/DZ7XpNZy/Screenshot-2025-08-20-151058.png
Metal Enclsoure 500x400x250mm | MAE-66ME23 | MACRO | Metal Enclosure | Metal Enclosure, sheet steel 1.2mm, epoxy polyester powder coating, IP66, 500x400x250mm, 1 lock, includes mounitng plate, lock, gland plate, sealing gasket, fixing accessories |  |  | In Stock |  | https://i.postimg.cc/DZ7XpNZy/Screenshot-2025-08-20-151058.png
Metal Enclosure 500x500x200mm | MAE-66ME24 | MACRO | Metal Enclosure | Metal Enclosure, sheet steel 1.5mm, epoxy polyester powder coating, IP66, 500x500x200mm, 2 lock, includes mounitng plate, lock, gland plate, sealing gasket, fixing accessories |  |  | In Stock |  | https://i.postimg.cc/DZ7XpNZy/Screenshot-2025-08-20-151058.png
Metal Enclosure 500x500x250mm | MAE-66ME25 | MACRO | Metal Enclosure | Metal Enclosure, sheet steel 1.5mm, epoxy polyester powder coating, IP66, 500x500x250mm, 1 lock, includes mounitng plate, lock, gland plate, sealing gasket, fixing accessories |  |  | In Stock |  | https://i.postimg.cc/DZ7XpNZy/Screenshot-2025-08-20-151058.png
Metal Enclosure 500x500x300mm | MAE-66ME26 | MACRO | Metal Enclosure | Metal Enclosure, sheet steel 1.5mm, epoxy polyester powder coating, IP66, 500x500x300mm, 1 lock, includes mounitng plate, lock, gland plate, sealing gasket, fixing accessories |  |  | In Stock |  | https://i.postimg.cc/DZ7XpNZy/Screenshot-2025-08-20-151058.png
Metal Enclosure 500x600x200mm | MAE-66ME27 | MACRO | Metal Enclosure | Metal Enclosure, sheet steel 1.5mm, epoxy polyester powder coating, IP66, 500x600x200mm, 1 lock, includes mounitng plate, lock, gland plate, sealing gasket, fixing accessories |  |  | In Stock |  | https://i.postimg.cc/DZ7XpNZy/Screenshot-2025-08-20-151058.png
Metal Enclosure 500x600x250mm | MAE-66ME28 | MACRO | Metal Enclosure | Metal Enclosure, sheet steel 1.5mm, epoxy polyester powder coating, IP66, 500x600x250mm, 1 lock, includes mounitng plate, lock, gland plate, sealing gasket, fixing accessories |  |  | In Stock |  | https://i.postimg.cc/DZ7XpNZy/Screenshot-2025-08-20-151058.png
Metal Enclsoure 500x600x300mm | MAE-66ME29 | MACRO | Metal Enclosure | Metal Enclosure, sheet steel 1.5mm, epoxy polyester powder coating, IP66, 500x600x300mm, 1 lock, includes mounitng plate, lock, gland plate, sealing gasket, fixing accessories |  |  | In Stock |  | https://i.postimg.cc/DZ7XpNZy/Screenshot-2025-08-20-151058.png
Metal Enclosure 600x400x200mm | MAE-66ME30 | MACRO | Metal Enclosure | Metal Enclosure, sheet steel 1.5mm, epoxy polyester powder coating, IP66, 600x400x200mm, 2 lock, includes mounitng plate, lock, gland plate, sealing gasket, fixing accessories |  |  | In Stock |  | https://i.postimg.cc/DZ7XpNZy/Screenshot-2025-08-20-151058.png
Metal Enclosure 600x400x250mm | MAE-66ME31 | MACRO | Metal Enclosure | Metal Enclosure, sheet steel 1.5mm, epoxy polyester powder coating, IP66, 600x400x250mm, 2 lock, includes mounitng plate, lock, gland plate, sealing gasket, fixing accessories |  |  | In Stock |  | https://i.postimg.cc/DZ7XpNZy/Screenshot-2025-08-20-151058.png
Metal Enclosure 600x400x300mm | MAE-66ME32 | MACRO | Metal Enclosure | Metal Enclosure, sheet steel 1.5mm, epoxy polyester powder coating, IP66, 600x400x300mm, 2 lock, includes mounitng plate, lock, gland plate, sealing gasket, fixing accessories |  |  | In Stock |  | https://i.postimg.cc/DZ7XpNZy/Screenshot-2025-08-20-151058.png
Metal Enclosure 600x500x200mm | MAE-66ME33 | MACRO | Metal Enclosure | Metal Enclosure, sheet steel 1.5mm, epoxy polyester powder coating, IP66, 600x500x200mm, 2 lock, includes mounitng plate, lock, gland plate, sealing gasket, fixing accessories |  |  | In Stock |  | https://i.postimg.cc/DZ7XpNZy/Screenshot-2025-08-20-151058.png
Metal Enclosure 600x500x250mm | MAE-66ME34 | MACRO | Metal Enclosure | Metal Enclosure, sheet steel 1.5mm, epoxy polyester powder coating, IP66, 600x500x250mm, 2 lock, includes mounitng plate, lock, gland plate, sealing gasket, fixing accessories |  |  | In Stock |  | https://i.postimg.cc/DZ7XpNZy/Screenshot-2025-08-20-151058.png
Metal Enclosure 600x500x300mm | MAE-66ME35 | MACRO | Metal Enclosure | Metal Enclosure, sheet steel 1.5mm, epoxy polyester powder coating, IP66, 600x500x300mm, 2 lock, includes mounitng plate, lock, gland plate, sealing gasket, fixing accessories |  |  | In Stock |  | https://i.postimg.cc/DZ7XpNZy/Screenshot-2025-08-20-151058.png
Metal Enclosure 600x600x200mm | MAE-66ME36 | MACRO | Metal Enclosure | Metal Enclosure, sheet steel 1.5mm, epoxy polyester powder coating, IP66, 600x600x200mm, 2 lock, includes mounitng plate, lock, gland plate, sealing gasket, fixing accessories |  |  | In Stock |  | https://i.postimg.cc/DZ7XpNZy/Screenshot-2025-08-20-151058.png
Metal Enclsoure 600x600x250mm | MAE-66ME37 | MACRO | Metal Enclosure | Metal Enclosure, sheet steel 1.5mm, epoxy polyester powder coating, IP66, 600x600x250mm, 2 lock, includes mounitng plate, lock, gland plate, sealing gasket, fixing accessories |  |  | In Stock |  | https://i.postimg.cc/DZ7XpNZy/Screenshot-2025-08-20-151058.png
Metal Enclosure 600x600x300mm | MAE-66ME38 | MACRO | Metal Enclosure | Metal Enclosure, sheet steel 1.5mm, epoxy polyester powder coating, IP66, 600x600x300mm, 2 lock, includes mounitng plate, lock, gland plate, sealing gasket, fixing accessories |  |  | In Stock |  | https://i.postimg.cc/DZ7XpNZy/Screenshot-2025-08-20-151058.png
Metal Enclosure 700x500x200mm | MAE-66ME39 | MACRO | Metal Enclosure | Metal Enclosure, sheet steel 1.5mm, epoxy polyester powder coating, IP66, 700x500x200mm, 2 lock, includes mounitng plate, lock, gland plate, sealing gasket, fixing accessories |  |  | In Stock |  | https://i.postimg.cc/DZ7XpNZy/Screenshot-2025-08-20-151058.png
Metal Enclosure 700x500x250mm | MAE-66ME40 | MACRO | Metal Enclosure | Metal Enclosure, sheet steel 1.5mm, epoxy polyester powder coating, IP66, 700x500x250mm, 2 lock, includes mounitng plate, lock, gland plate, sealing gasket, fixing accessories |  |  | In Stock |  | https://i.postimg.cc/DZ7XpNZy/Screenshot-2025-08-20-151058.png
Metal Enclosure 700x500x300mm | MAE-66ME41 | MACRO | Metal Enclosure | Metal Enclosure, sheet steel 1.5mm, epoxy polyester powder coating, IP66, 700x500x300mm, 2 lock, includes mounitng plate, lock, gland plate, sealing gasket, fixing accessories |  |  | In Stock |  | https://i.postimg.cc/DZ7XpNZy/Screenshot-2025-08-20-151058.png
Metal Enclosure 800x600x200mm | MAE-66ME42 | MACRO | Metal Enclosure | Metal Enclosure, sheet steel 1.5mm, epoxy polyester powder coating, IP66, 800x600x200mm, 2 lock, includes mounitng plate, lock, gland plate, sealing gasket, fixing accessories |  |  | In Stock |  | https://i.postimg.cc/DZ7XpNZy/Screenshot-2025-08-20-151058.png
Metal Enclosure 800x600x250mm | MAE-66ME43 | MACRO | Metal Enclosure | Metal Enclosure, sheet steel 1.5mm, epoxy polyester powder coating, IP66, 800x600x250mm, 2 lock, includes mounitng plate, lock, gland plate, sealing gasket, fixing accessories |  |  | In Stock |  | https://i.postimg.cc/DZ7XpNZy/Screenshot-2025-08-20-151058.png
Metal Enclosure 800x600x300mm | MAE-66ME44 | MACRO | Metal Enclosure | Metal Enclosure, sheet steel 1.5mm, epoxy polyester powder coating, IP66, 800x600x300mm, 2 lock, includes mounitng plate, lock, gland plate, sealing gasket, fixing accessories |  |  | In Stock |  | https://i.postimg.cc/DZ7XpNZy/Screenshot-2025-08-20-151058.png
Metal Enclosure 800x800x250mm | MAE-66ME45 | MACRO | Metal Enclosure | Metal Enclosure, sheet steel 1.5mm, epoxy polyester powder coating, IP66, 800x800x250mm, 2 lock, includes mounitng plate, lock, gland plate, sealing gasket, fixing accessories |  |  | In Stock |  | https://i.postimg.cc/DZ7XpNZy/Screenshot-2025-08-20-151058.png
Metal Enclosure 800x800x300mm | MAE-66ME46 | MACRO | Metal Enclosure | Metal Enclosure, sheet steel 1.5mm, epoxy polyester powder coating, IP66, 800x800x300mm, 2 lock, includes mounitng plate, lock, gland plate, sealing gasket, fixing accessories |  |  | In Stock |  | https://i.postimg.cc/DZ7XpNZy/Screenshot-2025-08-20-151058.png
Metal Enclosure 1000x600x200mm | MAE-66ME47 | MACRO | Metal Enclosure | Metal Enclosure, sheet steel 1.5mm, epoxy polyester powder coating, IP66, 1000x600x200mm, 2 lock, includes mounitng plate, lock, gland plate, sealing gasket, fixing accessories |  |  | In Stock |  | https://i.postimg.cc/DZ7XpNZy/Screenshot-2025-08-20-151058.png
Metal Enclosure 1000x600x250mm | MAE-66ME48 | MACRO | Metal Enclosure | Metal Enclosure, sheet steel 1.5mm, epoxy polyester powder coating, IP66, 1000x600x250mm, 2 lock, includes mounitng plate, lock, gland plate, sealing gasket, fixing accessories |  |  | In Stock |  | https://i.postimg.cc/DZ7XpNZy/Screenshot-2025-08-20-151058.png
Metal Enclosure 1000x600x300mm | MAE-66ME49 | MACRO | Metal Enclosure | Metal Enclosure, sheet steel 1.5mm, epoxy polyester powder coating, IP66, 1000x600x300mm, 2 lock, includes mounitng plate, lock, gland plate, sealing gasket, fixing accessories |  |  | In Stock |  | https://i.postimg.cc/DZ7XpNZy/Screenshot-2025-08-20-151058.png
Metal Enclosure 1000x800x250mm | MAE-66ME50 | MACRO | Metal Enclosure | Metal Enclosure, sheet steel 1.5mm, epoxy polyester powder coating, IP66, 1000x800x250mm, 2 lock, includes mounitng plate, lock, gland plate, sealing gasket, fixing accessories |  |  | In Stock |  | https://i.postimg.cc/DZ7XpNZy/Screenshot-2025-08-20-151058.png
Metal Enclosure 1000x800x300mm | MAE-66ME51 | MACRO | Metal Enclosure | Metal Enclosure, sheet steel 1.5mm, epoxy polyester powder coating, IP66, 1000x800x300mm, 2 lock, includes mounitng plate, lock, gland plate, sealing gasket, fixing accessories |  |  | In Stock |  | https://i.postimg.cc/DZ7XpNZy/Screenshot-2025-08-20-151058.png
Metal Enclosure 1200x600x250mm | MAE-66ME52 | MACRO | Metal Enclosure | Metal Enclosure, sheet steel 1.5mm, epoxy polyester powder coating, IP66, 1200x600x250mm, 2 lock, includes mounitng plate, lock, gland plate, sealing gasket, fixing accessories |  |  | In Stock |  | https://i.postimg.cc/DZ7XpNZy/Screenshot-2025-08-20-151058.png
Metal Enclosure 1200x600x300mm | MAE-66ME53 | MACRO | Metal Enclosure | Metal Enclosure, sheet steel 1.5mm, epoxy polyester powder coating, IP66, 1200x600x300mm, 2 lock, includes mounitng plate, lock, gland plate, sealing gasket, fixing accessories |  |  | In Stock |  | https://i.postimg.cc/DZ7XpNZy/Screenshot-2025-08-20-151058.png
Metal Enclosure 1200x800x250mm | MAE-66ME54 | MACRO | Metal Enclosure | Metal Enclosure, sheet steel 1.5mm, epoxy polyester powder coating, IP66, 1200x800x250mm, 2 lock, includes mounitng plate, lock, gland plate, sealing gasket, fixing accessories |  |  | In Stock |  | https://i.postimg.cc/DZ7XpNZy/Screenshot-2025-08-20-151058.png
Metal Enclosure 1200x800x300mm | MAE-66ME55 | MACRO | Metal Enclosure | Metal Enclosure, sheet steel 1.5mm, epoxy polyester powder coating, IP66, 1200x800x300mm, 2 lock, includes mounitng plate, lock, gland plate, sealing gasket, fixing accessories |  |  | In Stock |  | https://i.postimg.cc/DZ7XpNZy/Screenshot-2025-08-20-151058.png
Metal Enclosure 200x200x150mm | CL-66ME01 | MACRO | Metal Enclosure | C-Line Metal Enclosure, sheet steel 1.2mm, epoxy polyester powder coating, IP66, 200x200x150mm, 1 lock, includes mounting plate, lock, gland plate, sealing gasket, fixing accessories |  |  | In Stock |  | https://i.postimg.cc/DZ7XpNZy/Screenshot-2025-08-20-151058.png
Metal Enclosure 250x200x150mm | CL-66ME02 | MACRO | Metal Enclosure | C-Line Metal Enclosure, sheet steel 1.2mm, epoxy polyester powder coating, IP66, 250x200x150mm, 1 lock, includes mounting plate, lock, gland plate, sealing gasket, fixing accessories |  |  | In Stock |  | https://i.postimg.cc/DZ7XpNZy/Screenshot-2025-08-20-151058.png
Metal Enclosure 300x200x150mm | CL-66ME03 | MACRO | Metal Enclosure | C-Line Metal Enclosure, sheet steel 1.2mm, epoxy polyester powder coating, IP66, 300x200x150mm, 1 lock, includes mounting plate, lock, gland plate, sealing gasket, fixing accessories |  |  | In Stock |  | https://i.postimg.cc/DZ7XpNZy/Screenshot-2025-08-20-151058.png
Metal Enclosure 300x250x150mm | CL-66ME04 | MACRO | Metal Enclosure | C-Line Metal Enclosure, sheet steel 1.2mm, epoxy polyester powder coating, IP66, 300x250x150mm, 1 lock, includes mounting plate, lock, gland plate, sealing gasket, fixing accessories |  |  | In Stock |  | https://i.postimg.cc/DZ7XpNZy/Screenshot-2025-08-20-151058.png
Metal Enclosure 300x250x200mm | CL-66ME05 | MACRO | Metal Enclosure | C-Line Metal Enclosure, sheet steel 1.2mm, epoxy polyester powder coating, IP66, 300x250x200mm, 1 lock, includes mounting plate, lock, gland plate, sealing gasket, fixing accessories |  |  | In Stock |  | https://i.postimg.cc/DZ7XpNZy/Screenshot-2025-08-20-151058.png
Metal Enclosure 300x300x150mm | CL-66ME06 | MACRO | Metal Enclosure | C-Line Metal Enclosure, sheet steel 1.2mm, epoxy polyester powder coating, IP66, 300x300x150mm, 1 lock, includes mounting plate, lock, gland plate, sealing gasket, fixing accessories |  |  | In Stock |  | https://i.postimg.cc/DZ7XpNZy/Screenshot-2025-08-20-151058.png
Metal Enclosure 300x300x200mm | CL-66ME07 | MACRO | Metal Enclosure | C-Line Metal Enclosure, sheet steel 1.2mm, epoxy polyester powder coating, IP66, 300x300x200mm, 1 lock, includes mounting plate, lock, gland plate, sealing gasket, fixing accessories |  |  | In Stock |  | https://i.postimg.cc/DZ7XpNZy/Screenshot-2025-08-20-151058.png
Metal Enclosure 300x400x150mm | CL-66ME08 | MACRO | Metal Enclosure | C-Line Metal Enclosure, sheet steel 1.2mm, epoxy polyester powder coating, IP66, 300x400x150mm, 1 lock, includes mounting plate, lock, gland plate, sealing gasket, fixing accessories |  |  | In Stock |  | https://i.postimg.cc/DZ7XpNZy/Screenshot-2025-08-20-151058.png
Metal Enclosure 300x400x200mm | CL-66ME09 | MACRO | Metal Enclosure | C-Line Metal Enclosure, sheet steel 1.2mm, epoxy polyester powder coating, IP66, 300x400x200mm, 1 lock, includes mounting plate, lock, gland plate, sealing gasket, fixing accessories |  |  | In Stock |  | https://i.postimg.cc/DZ7XpNZy/Screenshot-2025-08-20-151058.png
Metal Enclosure 400x300x150mm | CL-66ME10 | MACRO | Metal Enclosure | C-Line Metal Enclosure, sheet steel 1.2mm, epoxy polyester powder coating, IP66, 400x300x150mm, 1 lock, includes mounting plate, lock, gland plate, sealing gasket, fixing accessories |  |  | In Stock |  | https://i.postimg.cc/DZ7XpNZy/Screenshot-2025-08-20-151058.png
Metal Enclosure 400x300x200mm | CL-66ME11 | MACRO | Metal Enclosure | C-Line Metal Enclosure, sheet steel 1.2mm, epoxy polyester powder coating, IP66, 400x300x200mm, 1 lock, includes mounting plate, lock, gland plate, sealing gasket, fixing accessories |  |  | In Stock |  | https://i.postimg.cc/DZ7XpNZy/Screenshot-2025-08-20-151058.png
Metal Enclsoure 400x300x250mm | CL-66ME12 | MACRO | Metal Enclosure | C-Line Metal Enclosure, sheet steel 1.2mm, epoxy polyester powder coating, IP66, 400x300x250mm, 1 lock, includes mounting plate, lock, gland plate, sealing gasket, fixing accessories |  |  | In Stock |  | https://i.postimg.cc/DZ7XpNZy/Screenshot-2025-08-20-151058.png
Metal Enclosure 400x400x200mm | CL-66ME13 | MACRO | Metal Enclosure | C-Line Metal Enclosure, sheet steel 1.2mm, epoxy polyester powder coating, IP66, 400x400x200mm, 1 lock, includes mounting plate, lock, gland plate, sealing gasket, fixing accessories |  |  | In Stock |  | https://i.postimg.cc/DZ7XpNZy/Screenshot-2025-08-20-151058.png
Metal Enclosure 400x400x250mm | CL-66ME14 | MACRO | Metal Enclosure | C-Line Metal Enclosure, sheet steel 1.2mm, epoxy polyester powder coating, IP66, 400x400x250mm, 1 lock, includes mounting plate, lock, gland plate, sealing gasket, fixing accessories |  |  | In Stock |  | https://i.postimg.cc/DZ7XpNZy/Screenshot-2025-08-20-151058.png
Metal Enclosure 400x500x150mm | CL-66ME15 | MACRO | Metal Enclosure | C-Line Metal Enclosure, sheet steel 1.2mm, epoxy polyester powder coating, IP66, 400x500x150mm, 1 lock, includes mounting plate, lock, gland plate, sealing gasket, fixing accessories |  |  | In Stock |  | https://i.postimg.cc/DZ7XpNZy/Screenshot-2025-08-20-151058.png
Metal Enclosure 400x500x200mm | CL-66ME16 | MACRO | Metal Enclosure | C-Line Metal Enclosure, sheet steel 1.2mm, epoxy polyester powder coating, IP66, 400x500x200mm, 1 lock, includes mounting plate, lock, gland plate, sealing gasket, fixing accessories |  |  | In Stock |  | https://i.postimg.cc/DZ7XpNZy/Screenshot-2025-08-20-151058.png
Metal Enclsoure 400x500x250mm | CL-66ME17 | MACRO | Metal Enclosure | C-Line Metal Enclosure, sheet steel 1.2mm, epoxy polyester powder coating, IP66, 400x500x250mm, 1 lock, includes mounting plate, lock, gland plate, sealing gasket, fixing accessories |  |  | In Stock |  | https://i.postimg.cc/DZ7XpNZy/Screenshot-2025-08-20-151058.png
Metal Enclosure 400x600x200mm | CL-66ME18 | MACRO | Metal Enclosure | C-Line Metal Enclosure, sheet steel 1.2mm, epoxy polyester powder coating, IP66, 400x600x200mm, 1 lock, includes mounting plate, lock, gland plate, sealing gasket, fixing accessories |  |  | In Stock |  | https://i.postimg.cc/DZ7XpNZy/Screenshot-2025-08-20-151058.png
Metal Enclosure 400x600x250mm | CL-66ME19 | MACRO | Metal Enclosure | C-Line Metal Enclosure, sheet steel 1.2mm, epoxy polyester powder coating, IP66, 400x600x250mm, 1 lock, includes mounting plate, lock, gland plate, sealing gasket, fixing accessories |  |  | In Stock |  | https://i.postimg.cc/DZ7XpNZy/Screenshot-2025-08-20-151058.png
Metal Enclosure 400x600x300mm | CL-66ME20 | MACRO | Metal Enclosure | C-Line Metal Enclosure, sheet steel 1.2mm, epoxy polyester powder coating, IP66, 400x600x300mm, 1 lock, includes mounting plate, lock, gland plate, sealing gasket, fixing accessories |  |  | In Stock |  | https://i.postimg.cc/DZ7XpNZy/Screenshot-2025-08-20-151058.png
Metal Enclosure 500x400x150mm | CL-66ME21 | MACRO | Metal Enclosure | C-Line Metal Enclosure, sheet steel 1.2mm, epoxy polyester powder coating, IP66, 500x400x150mm, 1 lock, includes mounting plate, lock, gland plate, sealing gasket, fixing accessories |  |  | In Stock |  | https://i.postimg.cc/DZ7XpNZy/Screenshot-2025-08-20-151058.png
Metal Enclosure 500x400x200mm | CL-66ME22 | MACRO | Metal Enclosure | C-Line Metal Enclosure, sheet steel 1.2mm, epoxy polyester powder coating, IP66, 500x400x200mm, 1 lock, includes mounting plate, lock, gland plate, sealing gasket, fixing accessories |  |  | In Stock |  | https://i.postimg.cc/DZ7XpNZy/Screenshot-2025-08-20-151058.png
Metal Enclsoure 500x400x250mm | CL-66ME23 | MACRO | Metal Enclosure | C-Line Metal Enclosure, sheet steel 1.2mm, epoxy polyester powder coating, IP66, 500x400x250mm, 1 lock, includes mounting plate, lock, gland plate, sealing gasket, fixing accessories |  |  | In Stock |  | https://i.postimg.cc/DZ7XpNZy/Screenshot-2025-08-20-151058.png
Metal Enclosure 500x500x200mm | CL-66ME24 | MACRO | Metal Enclosure | C-Line Metal Enclosure, sheet steel 1.5mm, epoxy polyester powder coating, IP66, 500x500x200mm, 1 lock, includes mounting plate, lock, gland plate, sealing gasket, fixing accessories |  |  | In Stock |  | https://i.postimg.cc/DZ7XpNZy/Screenshot-2025-08-20-151058.png
Metal Enclosure 500x500x250mm | CL-66ME25 | MACRO | Metal Enclosure | C-Line Metal Enclosure, sheet steel 1.5mm, epoxy polyester powder coating, IP66, 500x500x250mm, 1 lock, includes mounting plate, lock, gland plate, sealing gasket, fixing accessories |  |  | In Stock |  | https://i.postimg.cc/DZ7XpNZy/Screenshot-2025-08-20-151058.png
Metal Enclosure 500x500x300mm | CL-66ME26 | MACRO | Metal Enclosure | C-Line Metal Enclosure, sheet steel 1.5mm, epoxy polyester powder coating, IP66, 500x500x300mm, 1 lock, includes mounting plate, lock, gland plate, sealing gasket, fixing accessories |  |  | In Stock |  | https://i.postimg.cc/DZ7XpNZy/Screenshot-2025-08-20-151058.png
Metal Enclosure 500x600x200mm | CL-66ME27 | MACRO | Metal Enclosure | C-Line Metal Enclosure, sheet steel 1.5mm, epoxy polyester powder coating, IP66, 500x600x200mm, 1 lock, includes mounting plate, lock, gland plate, sealing gasket, fixing accessories |  |  | In Stock |  | https://i.postimg.cc/DZ7XpNZy/Screenshot-2025-08-20-151058.png
Metal Enclsoure 500x600x250mm | CL-66ME28 | MACRO | Metal Enclosure | C-Line Metal Enclosure, sheet steel 1.5mm, epoxy polyester powder coating, IP66, 500x600x250mm, 1 lock, includes mounting plate, lock, gland plate, sealing gasket, fixing accessories |  |  | In Stock |  | https://i.postimg.cc/DZ7XpNZy/Screenshot-2025-08-20-151058.png
Metal Enclosure 500x600x300mm | CL-66ME29 | MACRO | Metal Enclosure | C-Line Metal Enclosure, sheet steel 1.5mm, epoxy polyester powder coating, IP66, 500x600x300mm, 1 lock, includes mounting plate, lock, gland plate, sealing gasket, fixing accessories |  |  | In Stock |  | https://i.postimg.cc/DZ7XpNZy/Screenshot-2025-08-20-151058.png
Metal Enclosure 600x400x200mm | CL-66ME30 | MACRO | Metal Enclosure | C-Line Metal Enclosure, sheet steel 1.5mm, epoxy polyester powder coating, IP66, 600x400x200mm, 2 lock, includes mounting plate, lock, gland plate, sealing gasket, fixing accessories |  |  | In Stock |  | https://i.postimg.cc/DZ7XpNZy/Screenshot-2025-08-20-151058.png
Metal Enclosure 600x400x250mm | CL-66ME31 | MACRO | Metal Enclosure | C-Line Metal Enclosure, sheet steel 1.5mm, epoxy polyester powder coating, IP66, 600x400x250mm, 2 lock, includes mounting plate, lock, gland plate, sealing gasket, fixing accessories |  |  | In Stock |  | https://i.postimg.cc/DZ7XpNZy/Screenshot-2025-08-20-151058.png
Metal Enclosure 600x400x300mm | CL-66ME32 | MACRO | Metal Enclosure | C-Line Metal Enclosure, sheet steel 1.5mm, epoxy polyester powder coating, IP66, 600x400x300mm, 2 lock, includes mounting plate, lock, gland plate, sealing gasket, fixing accessories |  |  | In Stock |  | https://i.postimg.cc/DZ7XpNZy/Screenshot-2025-08-20-151058.png
Metal Enclosure 600x500x200mm | CL-66ME33 | MACRO | Metal Enclosure | C-Line Metal Enclosure, sheet steel 1.5mm, epoxy polyester powder coating, IP66, 600x500x200mm, 2 lock, includes mounting plate, lock, gland plate, sealing gasket, fixing accessories |  |  | In Stock |  | https://i.postimg.cc/DZ7XpNZy/Screenshot-2025-08-20-151058.png
Metal Enclosure 600x500x250mm | CL-66ME34 | MACRO | Metal Enclosure | C-Line Metal Enclosure, sheet steel 1.5mm, epoxy polyester powder coating, IP66, 600x500x250mm, 2 lock, includes mounting plate, lock, gland plate, sealing gasket, fixing accessories |  |  | In Stock |  | https://i.postimg.cc/DZ7XpNZy/Screenshot-2025-08-20-151058.png
Metal Enclsoure 600x500x300mm | CL-66ME35 | MACRO | Metal Enclosure | C-Line Metal Enclosure, sheet steel 1.5mm, epoxy polyester powder coating, IP66, 600x500x300mm, 2 lock, includes mounting plate, lock, gland plate, sealing gasket, fixing accessories |  |  | In Stock |  | https://i.postimg.cc/DZ7XpNZy/Screenshot-2025-08-20-151058.png
Metal Enclosure 600x600x200mm | CL-66ME36 | MACRO | Metal Enclosure | C-Line Metal Enclosure, sheet steel 1.5mm, epoxy polyester powder coating, IP66, 600x600x200mm, 2 lock, includes mounting plate, lock, gland plate, sealing gasket, fixing accessories |  |  | In Stock |  | https://i.postimg.cc/DZ7XpNZy/Screenshot-2025-08-20-151058.png
Metal Enclosure 600x600x250mm | CL-66ME37 | MACRO | Metal Enclosure | C-Line Metal Enclosure, sheet steel 1.5mm, epoxy polyester powder coating, IP66, 600x600x250mm, 2 lock, includes mounting plate, lock, gland plate, sealing gasket, fixing accessories |  |  | In Stock |  | https://i.postimg.cc/DZ7XpNZy/Screenshot-2025-08-20-151058.png
Metal Enclosure 600x600x300mm | CL-66ME38 | MACRO | Metal Enclosure | C-Line Metal Enclosure, sheet steel 1.5mm, epoxy polyester powder coating, IP66, 600x600x300mm, 2 lock, includes mounting plate, lock, gland plate, sealing gasket, fixing accessories |  |  | In Stock |  | https://i.postimg.cc/DZ7XpNZy/Screenshot-2025-08-20-151058.png
Metal Enclosure 700x500x200mm | CL-66ME39 | MACRO | Metal Enclosure | C-Line Metal Enclosure, sheet steel 1.5mm, epoxy polyester powder coating, IP66, 700x500x200mm, 2 lock, includes mounting plate, lock, gland plate, sealing gasket, fixing accessories |  |  | In Stock |  | https://i.postimg.cc/DZ7XpNZy/Screenshot-2025-08-20-151058.png
Metal Enclsoure 700x500x250mm | CL-66ME40 | MACRO | Metal Enclosure | C-Line Metal Enclosure, sheet steel 1.5mm, epoxy polyester powder coating, IP66, 700x500x250mm, 2 lock, includes mounting plate, lock, gland plate, sealing gasket, fixing accessories |  |  | In Stock |  | https://i.postimg.cc/DZ7XpNZy/Screenshot-2025-08-20-151058.png
Metal Enclsoure 700x500x300mm | CL-66ME41 | MACRO | Metal Enclosure | C-Line Metal Enclosure, sheet steel 1.5mm, epoxy polyester powder coating, IP66, 700x500x300mm, 2 lock, includes mounting plate, lock, gland plate, sealing gasket, fixing accessories |  |  | In Stock |  | https://i.postimg.cc/DZ7XpNZy/Screenshot-2025-08-20-151058.png
Metal Enclsoure 800x600x200mm | CL-66ME42 | MACRO | Metal Enclosure | C-Line Metal Enclosure, sheet steel 1.5mm, epoxy polyester powder coating, IP66, 800x600x200mm, 2 lock, includes mounting plate, lock, gland plate, sealing gasket, fixing accessories |  |  | In Stock |  | https://i.postimg.cc/DZ7XpNZy/Screenshot-2025-08-20-151058.png
Metal Enclsoure 800x600x250mm | CL-66ME43 | MACRO | Metal Enclosure | C-Line Metal Enclosure, sheet steel 1.5mm, epoxy polyester powder coating, IP66, 800x600x250mm, 2 lock, includes mounting plate, lock, gland plate, sealing gasket, fixing accessories |  |  | In Stock |  | https://i.postimg.cc/DZ7XpNZy/Screenshot-2025-08-20-151058.png
Metal Enclosure 800x600x300mm | CL-66ME44 | MACRO | Metal Enclosure | C-Line Metal Enclosure, sheet steel 1.5mm, epoxy polyester powder coating, IP66, 800x600x300mm, 2 lock, includes mounting plate, lock, gland plate, sealing gasket, fixing accessories |  |  | In Stock |  | https://i.postimg.cc/DZ7XpNZy/Screenshot-2025-08-20-151058.png
Metal Enclsoure 800x800x250mm | CL-66ME45 | MACRO | Metal Enclosure | C-Line Metal Enclosure, sheet steel 1.5mm, epoxy polyester powder coating, IP66, 800x800x250mm, 2 lock, includes mounting plate, lock, gland plate, sealing gasket, fixing accessories |  |  | In Stock |  | https://i.postimg.cc/DZ7XpNZy/Screenshot-2025-08-20-151058.png
Metal Enclsoure 800x800x300mm | CL-66ME46 | MACRO | Metal Enclosure | C-Line Metal Enclosure, sheet steel 1.5mm, epoxy polyester powder coating, IP66, 800x800x300mm, 2 lock, includes mounting plate, lock, gland plate, sealing gasket, fixing accessories |  |  | In Stock |  | https://i.postimg.cc/DZ7XpNZy/Screenshot-2025-08-20-151058.png
Metal Enclsoure 1000x600x200mm | CL-66ME47 | MACRO | Metal Enclosure | C-Line Metal Enclosure, sheet steel 1.5mm, epoxy polyester powder coating, IP66, 1000x600x200mm,2 lock, includes mounting plate, lock, gland plate, sealing gasket, fixing accessories |  |  | In Stock |  | https://i.postimg.cc/DZ7XpNZy/Screenshot-2025-08-20-151058.png
Metal Enclsoure 1000x600x250mm | CL-66ME48 | MACRO | Metal Enclosure | C-Line Metal Enclosure, sheet steel 1.5mm, epoxy polyester powder coating, IP66, 1000x600x250mm, 2 lock, includes mounting plate, lock, gland plate, sealing gasket, fixing accessories |  |  | In Stock |  | https://i.postimg.cc/DZ7XpNZy/Screenshot-2025-08-20-151058.png
Metal Enclsoure 1000x600x300mm | CL-66ME49 | MACRO | Metal Enclosure | C-Line Metal Enclosure, sheet steel 1.5mm, epoxy polyester powder coating, IP66, 1000x600x300mm, 2 lock, includes mounting plate, lock, gland plate, sealing gasket, fixing accessories |  |  | In Stock |  | https://i.postimg.cc/DZ7XpNZy/Screenshot-2025-08-20-151058.png
Metal Enclsoure 1000x800x250mm | CL-66ME50 | MACRO | Metal Enclosure | C-Line Metal Enclosure, sheet steel 1.5mm, epoxy polyester powder coating, IP66, 1000x800x250mm, 2 lock, includes mounting plate, lock, gland plate, sealing gasket, fixing accessories |  |  | In Stock |  | https://i.postimg.cc/DZ7XpNZy/Screenshot-2025-08-20-151058.png
Metal Enclsoure 1000x800x300mm | CL-66ME51 | MACRO | Metal Enclosure | C-Line Metal Enclosure, sheet steel 1.5mm, epoxy polyester powder coating, IP66, 1000x800x300mm, 2 lock, includes mounting plate, lock, gland plate, sealing gasket, fixing accessories |  |  | In Stock |  | https://i.postimg.cc/DZ7XpNZy/Screenshot-2025-08-20-151058.png
Metal Enclosure 1200x600x250mm | CL-66ME52 | MACRO | Metal Enclosure | C-Line Metal Enclosure, sheet steel 1.5mm, epoxy polyester powder coating, IP66, 1200x600x250mm, 2 lock, includes mounting plate, lock, gland plate, sealing gasket, fixing accessories |  |  | In Stock |  | https://i.postimg.cc/DZ7XpNZy/Screenshot-2025-08-20-151058.png
Metal Enclosure 1200x600x300mm | CL-66ME53 | MACRO | Metal Enclosure | C-Line Metal Enclosure, sheet steel 1.5mm, epoxy polyester powder coating, IP66, 1200x600x300mm, 2 lock, includes mounting plate, lock, gland plate, sealing gasket, fixing accessories |  |  | In Stock |  | https://i.postimg.cc/DZ7XpNZy/Screenshot-2025-08-20-151058.png
Metal Enclosure 1200x800x250mm | CL-66ME54 | MACRO | Metal Enclosure | C-Line Metal Enclosure, sheet steel 1.5mm, epoxy polyester powder coating, IP66, 1200x800x250mm, 2 lock, includes mounting plate, lock, gland plate, sealing gasket, fixing accessories |  |  | In Stock |  | https://i.postimg.cc/DZ7XpNZy/Screenshot-2025-08-20-151058.png
Metal Enclosure 1200x800x300mm | CL-66ME55 | MACRO | Metal Enclosure | C-Line Metal Enclosure, sheet steel 1.5mm, epoxy polyester powder coating, IP66, 1200x800x300mm, 2 lock, includes mounting plate, lock, gland plate, sealing gasket, fixing accessories |  |  | In Stock |  | https://i.postimg.cc/DZ7XpNZy/Screenshot-2025-08-20-151058.png